## TITLE PAGE
Water Resources Planning Tables 2019
v15 - June 2018
All queries on the content of this workbook should be sent to:
water-company-plan@environment-agency.gov.uk
Water resource zone information
Company: |  | Hafren Dyfrdwy
Resource Zone Name: |  | Llanfyllin |  |  |  | Data validation: Cell D20
Resource Zone Number: |  | 3 |  |  |  | Dry Year Annual Average
Planning Scenario Name: |  | Dry Year Annual Average | DYAA | Normal Year Annual Average |  | Dry Year Critical Period
Chosen Level of Service: |  | No more than 1 in 40 years |  |  |  | Dry Year Annual Average - benchmarking data
Base Year: |  | 2016/17 |  |  |  | Dry Year Critical Period - benchmarking data
Responsible Officer: |  | Liz Franks | Signed: | L Franks | Dated:
Version: |  |  |  | [Digital signature is acceptable]
Key to cells
Clear cells - indicate an input is required
Yellow shaded cells - indicates a formula.
Blue shaded cells - indicate base year data.
Light grey shaded cells - indicate preceding years.
Dark grey cells - indicate that no data entry is required.
Worksheet |  | Content
WRZ summary |  | Supply-Demand Balance and components
1. BL Licences |  | Baseline water resources
2. BL Supply |  | Baseline water supplies
3. BL Demand |  | Baseline demand
4. BL SDB |  | Baseline supply demand balance
5. Feasible options |  | Fixed and Variable costs, Net Present Value, AIC and AISC of all feasible options (confidential)
6. Preferred options |  | High level costs of preferred options (Dry Year) - publicly available
7. FP Supply |  | Final Planning water supplies (impact of Scenario options)
8. FP Demand |  | Final Planning demand (impact of Scenario options)
9. FP SDB |  | Final Planning supply demand balance
10. Drought plan links |  | Drought plan links

## WRZ summary
Summary graphs of water resources planning tables data
Hafren Dyfrdwy
Llanfyllin
DERIVATION | DESCRIPTION | UNITS |  | For info 2017-18 | For info 2018-19 | For info 2019-20 | 2020-21 | 2021-22 | 2022-23 | 2023-24 | 2024-25 | 2025-26 | 2026-27 | 2027-28 | 2028-29 | 2029-30 | 2030-31 | 2031-32 | 2032-33 | 2033-34 | 2034-35 | 2035-36 | 2036-37 | 2037-38 | 2038-39 | 2039-40 | 2040-41 | 2041-42 | 2042-43 | 2043-44 | 2044-45
SUPPLY
13BL | Total water available for use | Ml/d | 6.7496 | 6.7496 | 6.7496 | 6.7496 | 6.7496 | 6.7496 | 6.7496 | 6.7496 | 6.7496 | 6.7496 | 6.7496 | 6.7496 | 6.7496 | 6.7496 | 6.7496 | 6.7496 | 6.7496 | 6.7496 | 6.7496 | 6.7496 | 6.7496 | 6.7496 | 6.7496 | 6.7496 | 6.7496 | 6.7496 | 6.7496 | 6.7496 | 6.7496
13FP | Total water available for use | Ml/d | 6.7496 | 6.7496 | 6.7496 | 6.7496 | 6.7496 | 6.7496 | 6.7496 | 6.7496 | 6.7496 | 6.7496 | 6.7496 | 6.7496 | 6.7496 | 6.7496 | 6.7496 | 6.7496 | 6.7496 | 6.7496 | 6.7496 | 6.7496 | 6.7496 | 6.7496 | 6.7496 | 6.7496 | 6.7496 | 6.7496 | 6.7496 | 6.7496 | 6.7496
| DEMAND |  | 0
26BL | Unmeasured household consumption | Ml/d | 0.97448 | 0.95111 | 0.92858 | 0.90692 | 0.88571 | 0.86591 | 0.84706 | 0.82877 | 0.81108 | 0.79424 | 0.77781 | 0.76209 | 0.74696 | 0.73232 | 0.7177 | 0.70239 | 0.68737 | 0.67286 | 0.65857 | 0.64513 | 0.63196 | 0.61914 | 0.60646 | 0.59415 | 0.5821 | 0.57031 | 0.55881 | 0.54755 | 0.53572
26FP | Unmeasured household consumption | Ml/d | 0.97448 | 0.95111 | 0.92858 | 0.90692 | 0.88571 | 0.86591 | 0.84706 | 0.82877 | 0.81108 | 0.79424 | 0.77781 | 0.61752 | 0.30035 | -6.9389e-17 | 6.245e-17 | 2.0817e-17 | -6.9389e-17 | 1.0408e-16 | 1.3878e-17 | 0 | -6.9389e-18 | 1.3878e-17 | 9.0206e-17 | 4.8572e-17 | -6.245e-17 | 1.3878e-17 | 0 | 1.3878e-17 | -3.4694e-17
25BL | Measured household consumption | Ml/d | 0.66036 | 0.68449 | 0.70834 | 0.73278 | 0.75471 | 0.77652 | 0.79784 | 0.81897 | 0.83929 | 0.8595 | 0.87931 | 0.89841 | 0.91718 | 0.93562 | 0.94982 | 0.96573 | 0.98114 | 0.9965 | 1.0113 | 1.0269 | 1.0423 | 1.0576 | 1.0722 | 1.0868 | 1.101 | 1.115 | 1.1289 | 1.1424 | 1.1568
25FP | Measured household consumption | Ml/d | 0.66036 | 0.68449 | 0.70834 | 0.73278 | 0.75471 | 0.77652 | 0.79784 | 0.81897 | 0.83929 | 0.8595 | 0.87931 | 1.0301 | 1.3243 | 1.6036 | 1.606 | 1.6094 | 1.6124 | 1.6161 | 1.6192 | 1.624 | 1.6285 | 1.6333 | 1.6378 | 1.6424 | 1.647 | 1.6513 | 1.6559 | 1.6603 | 1.6649
23BL+24BL | Non-household consumption | Ml/d | 1.1432 | 1.1447 | 1.1441 | 1.1458 | 1.1451 | 1.1513 | 1.1553 | 1.1591 | 1.1589 | 1.1635 | 1.1648 | 1.166 | 1.1641 | 1.1683 | 1.1697 | 1.1712 | 1.1694 | 1.1737 | 1.1747 | 1.1756 | 1.1734 | 1.1776 | 1.1788 | 1.18 | 1.1781 | 1.1826 | 1.184 | 1.1853 | 1.1836
23FP+24FP | Non-household consumption | Ml/d | 1.1432 | 1.1447 | 1.1441 | 1.1458 | 1.1451 | 1.1513 | 1.1553 | 1.1591 | 1.1589 | 1.1635 | 1.1648 | 1.166 | 1.1641 | 1.1683 | 1.1697 | 1.1712 | 1.1694 | 1.1737 | 1.1747 | 1.1756 | 1.1734 | 1.1776 | 1.1788 | 1.18 | 1.1781 | 1.1826 | 1.184 | 1.1853 | 1.1836
40BL | Total leakage | Ml/d | 2.697 | 2.6782 | 2.6593 | 2.6404 | 2.6404 | 2.6404 | 2.6404 | 2.6404 | 2.6404 | 2.6404 | 2.6404 | 2.6404 | 2.6404 | 2.6404 | 2.6404 | 2.6404 | 2.6404 | 2.6404 | 2.6404 | 2.6404 | 2.6404 | 2.6404 | 2.6404 | 2.6404 | 2.6404 | 2.6404 | 2.6404 | 2.6404 | 2.6404
40FP | Total leakage | Ml/d | 2.697 | 2.6782 | 2.6593 | 2.6404 | 2.5612 | 2.482 | 2.4028 | 2.3236 | 2.2444 | 2.177 | 2.1097 | 2.0424 | 1.9751 | 1.9077 | 1.8505 | 1.7933 | 1.736 | 1.6788 | 1.6216 | 1.5891 | 1.5567 | 1.5243 | 1.4918 | 1.4594 | 1.4302 | 1.401 | 1.3718 | 1.3427 | 1.3135
11BL-(23BL:26BL)-40BL | Other components of demand | Ml/d | 0.1165 | 0.1165 | 0.1165 | 0.1165 | 0.1165 | 0.1165 | 0.1165 | 0.1165 | 0.1165 | 0.1165 | 0.1165 | 0.1165 | 0.1165 | 0.1165 | 0.1165 | 0.1165 | 0.1165 | 0.1165 | 0.1165 | 0.1165 | 0.1165 | 0.1165 | 0.1165 | 0.1165 | 0.1165 | 0.1165 | 0.1165 | 0.1165 | 0.1165
11FP-(23FP:26FP)-40FP | Other components of demand | Ml/d | 0.1165 | 0.1165 | 0.1165 | 0.1165 | 0.1165 | 0.1165 | 0.1165 | 0.1165 | 0.1165 | 0.1165 | 0.1165 | 0.1165 | 0.1165 | 0.1165 | 0.1165 | 0.1165 | 0.1165 | 0.1165 | 0.1165 | 0.1165 | 0.1165 | 0.1165 | 0.1165 | 0.1165 | 0.1165 | 0.1165 | 0.1165 | 0.1165 | 0.1165
| Total demand + target headroom (baseline) | Ml/d | 5.5916 | 5.575 | 5.5569 | 5.5425 | 5.5424 | 5.5506 | 5.5571 | 5.5638 | 5.5662 | 5.5742 | 5.5788 | 5.5834 | 5.5851 | 5.5932 | 5.5942 | 5.5962 | 5.5948 | 5.6 | 5.6015 | 5.6046 | 5.6046 | 5.6113 | 5.6144 | 5.6179 | 5.6182 | 5.6249 | 5.6286 | 5.6323 | 5.6331
| Total demand + target headroom (final plan) | Ml/d | 5.5916 | 5.575 | 5.5569 | 5.5425 | 5.4632 | 5.3922 | 5.3195 | 5.247 | 5.1701 | 5.1108 | 5.0481 | 4.9725 | 4.8803 | 4.7961 | 4.7427 | 4.6904 | 4.6343 | 4.5851 | 4.5319 | 4.5052 | 4.4751 | 4.4517 | 4.425 | 4.3983 | 4.3718 | 4.3514 | 4.3282 | 4.3048 | 4.2785
SUPPLY-DEMAND BALANCE
16BL | Target headroom | Ml/d | 0 | 0 | 0 | 0 | 0 | 0 | 0 | 0 | 0 | 0 | 0 | 0 | 0 | 0 | 0 | 0 | 0 | 0 | 0 | 0 | 0 | 0 | 0 | 0 | 0 | 0 | 0 | 0 | 0
16FP | Target headroom | Ml/d | 0 | 0 | 0 | 0 | 0 | 0 | 0 | 0 | 0 | 0 | 0 | 0 | 0 | 0 | 0 | 0 | 0 | 0 | 0 | 0 | 0 | 0 | 0 | 0 | 0 | 0 | 0 | 0 | 0
17BL | Available headroom | Ml/d | 1.158 | 1.1745 | 1.1927 | 1.2071 | 1.2071 | 1.1989 | 1.1924 | 1.1857 | 1.1833 | 1.1754 | 1.1707 | 1.1661 | 1.1644 | 1.1563 | 1.1554 | 1.1533 | 1.1547 | 1.1496 | 1.1481 | 1.1449 | 1.145 | 1.1383 | 1.1352 | 1.1317 | 1.1314 | 1.1247 | 1.121 | 1.1173 | 1.1165
17FP | Available headroom | Ml/d | 1.158 | 1.1745 | 1.1927 | 1.2071 | 1.2863 | 1.3574 | 1.43 | 1.5026 | 1.5794 | 1.6388 | 1.7015 | 1.7771 | 1.8693 | 1.9534 | 2.0069 | 2.0592 | 2.1152 | 2.1645 | 2.2176 | 2.2443 | 2.2745 | 2.2979 | 2.3246 | 2.3512 | 2.3777 | 2.3982 | 2.4213 | 2.4447 | 2.4711
Baseline Supply-Demand Balance:
|  | 2020-21 | 2021-22 | 2022-23 | 2023-24 | 2024-25 | 2025-26 | 2026-27 | 2027-28 | 2028-29 | 2029-30 | 2030-31 | 2031-32 | 2032-33 | 2033-34 | 2034-35 | 2035-36 | 2036-37 | 2037-38 | 2038-39 | 2039-40 | 2040-41 | 2041-42 | 2042-43 | 2043-44 | 2044-45
| SDB (Ml/d) | 1.2071 | 1.1989 | 1.1924 | 1.1857 | 1.1833 | 1.1754 | 1.1707 | 1.1661 | 1.1644 | 1.1563 | 1.1554 | 1.1533 | 1.1547 | 1.1496 | 1.1481 | 1.1449 | 1.145 | 1.1383 | 1.1352 | 1.1317 | 1.1314 | 1.1247 | 1.121 | 1.1173 | 1.1165
Final Planning Supply-Demand Balance:
|  | 2020-21 | 2021-22 | 2022-23 | 2023-24 | 2024-25 | 2025-26 | 2026-27 | 2027-28 | 2028-29 | 2029-30 | 2030-31 | 2031-32 | 2032-33 | 2033-34 | 2034-35 | 2035-36 | 2036-37 | 2037-38 | 2038-39 | 2039-40 | 2040-41 | 2041-42 | 2042-43 | 2043-44 | 2044-45
| SDB (Ml/d) | 1.2863 | 1.3574 | 1.43 | 1.5026 | 1.5794 | 1.6388 | 1.7015 | 1.7771 | 1.8693 | 1.9534 | 2.0069 | 2.0592 | 2.1152 | 2.1645 | 2.2176 | 2.2443 | 2.2745 | 2.2979 | 2.3246 | 2.3512 | 2.3777 | 2.3982 | 2.4213 | 2.4447 | 2.4711
| Company: | 2026-27: Hafren Dyfrdwy
| Resource Zone Name | 2026-27: Llanfyllin
| Resource Zone Number: | 2026-27: 3
| Planning Scenario Name: | 2026-27: Dry Year Annual Average
| Chosen Level of Service: | 2026-27: No more than 1 in 40 years

## 1. BL Licences (hidden)
Table 1: Baseline licences |  |  |  |  | deployable output (Ml/d)
Row ref | Derivation | Licence number | Source name | Source type | Deployable output (Ml/d) | Annual licensed quantity (Ml/d) | Constraints on deployable output | Additional notes (if desired)
All individual licences:
0.1BL | Sum (0.1BL+...) | - | - | - | 0 | 0 | -
- | Input
Input
Grouped licences | Derivation | Licence number | Source name | Source type | DYAA deployable output (Ml/d) | Annual licensed quantity (Ml/d)
0.2BL | Sum (0.2BL+...) | - | Total | - | 0 | - | -
- | - | Group #: | [Enter name of group] | - | 0 | - | -
- | Input
- | Input
- | Input
- | Input
- | Input
Unused licences: | Derivation | Licence number | Source name | Source type | DYAA deployable output (Ml/d) | Annual licensed quantity (Ml/d) | Reason licence is unused
0.3BL | Sum (0.3BL+...) | - | - | - | 0 | 0 | -
Input
- | Input
New licences (within current AMP): | Derivation | Licence number | Source name | Source type | DYAA deployable output (Ml/d) | Annual licensed quantity (Ml/d) | Status of licence
0.4BL | Sum (0.4BL+...) | - | - | - | 0 | 0 | -
Input
- | Input
- | - | - | - | - | - | - | -
Company: |  | Hafren Dyfrdwy
Resource Zone Name: |  | Llanfyllin
Resource Zone Number: |  | 3
Planning Scenario Name: |  | Dry Year Annual Average
Chosen Level of Service: |  | No more than 1 in 40 years
README
Note on C3: Please list only individual licences (i.e. not used in conjunctive use systems).
Note on B9: If additional lines are required please insert into middle of group to ensure automatic calculations pick up all data.
Note on B18: If additional lines are required please insert into middle of group to ensure automatic calculations pick up all data. DO NOT DELETE DEFAULT INPUT ROWS - If unrequired leave blank.
Note on J19: Please state if a licence has been applied for, approved, granted, awaiting mobilisation, or other specified status.
Note on C31: Do not delete default inserted input lines. These are required to generate the autosum of all additional rows added. Additional rows which the user enters can be deleted.

## 2. BL Supply
Table 2: Baseline supply
| Row ref | Component | Derivation | Unit | decimal places | 2016/17 | For info 2017-18 | For info 2018-19 | For info 2019-20 | 2020-21 | 2021-22 | 2022-23 | 2023-24 | 2024-25 | 2025-26 | 2026-27 | 2027-28 | 2028-29 | 2029-30 | 2030-31 | 2031-32 | 2032-33 | 2033-34 | 2034-35 | 2035-36 | 2036-37 | 2037-38 | 2038-39 | 2039-40 | 2040-41 | 2041-42 | 2042-43 | 2043-44 | 2044-45
| 1BL | Raw water abstracted | Input | Ml/d | 2 | 0 | 0 | 0 | 0 | 0 | 0 | 0 | 0 | 0 | 0 | 0 | 0 | 0 | 0 | 0 | 0 | 0 | 0 | 0 | 0 | 0 | 0 | 0 | 0 | 0 | 0 | 0 | 0 | 0
Resources | 2BL | Total raw water imported | sum(2.1BL+2.2BL+2.3BL...) | Ml/d | 2 | 0 | 0 | 0 | 0 | 0 | 0 | 0 | 0 | 0 | 0 | 0 | 0 | 0 | 0 | 0 | 0 | 0 | 0 | 0 | 0 | 0 | 0 | 0 | 0 | 0 | 0 | 0 | 0 | 0
| 2.1BL+ | Raw water imported from: None | Input | Ml/d | 2 | 0 | 0 | 0 | 0 | 0 | 0 | 0 | 0 | 0 | 0 | 0 | 0 | 0 | 0 | 0 | 0 | 0 | 0 | 0 | 0 | 0 | 0 | 0 | 0 | 0 | 0 | 0 | 0 | 0
| - | - | - | - | 2 |  | - | - | - | bar: 2021-22 to 2044-45
| 3BL | Total potable water imported | sum(3.1BL+3.2BL+3.3BL...) | Ml/d | 2 | 6.7496 | 6.7496 | 6.7496 | 6.7496 | 6.7496 | 6.7496 | 6.7496 | 6.7496 | 6.7496 | 6.7496 | 6.7496 | 6.7496 | 6.7496 | 6.7496 | 6.7496 | 6.7496 | 6.7496 | 6.7496 | 6.7496 | 6.7496 | 6.7496 | 6.7496 | 6.7496 | 6.7496 | 6.7496 | 6.7496 | 6.7496 | 6.7496 | 6.7496
| 3.1BL+ | Potable water imported from: Shelton (STWL) | Input | Ml/d | 2 | 6.7496 | 6.7496 | 6.7496 | 6.7496 | 6.7496 | 6.7496 | 6.7496 | 6.7496 | 6.7496 | 6.7496 | 6.7496 | 6.7496 | 6.7496 | 6.7496 | 6.7496 | 6.7496 | 6.7496 | 6.7496 | 6.7496 | 6.7496 | 6.7496 | 6.7496 | 6.7496 | 6.7496 | 6.7496 | 6.7496 | 6.7496 | 6.7496 | 6.7496
| - | - | - | - | 2 | - | - | - | - | bar: 2020-21 to 2044-45
| 5BL | Total raw water exported (raw exports and non potable uses) | sum(5.1BL+5.2BL+...) | Ml/d | 2 | 0 | 0 | 0 | 0 | 0 | 0 | 0 | 0 | 0 | 0 | 0 | 0 | 0 | 0 | 0 | 0 | 0 | 0 | 0 | 0 | 0 | 0 | 0 | 0 | 0 | 0 | 0 | 0 | 0
| 5.1BL | Non potable water supplied to: | Input | Ml/d | 2 | 0 | 0 | 0 | 0 | 0 | 0 | 0 | 0 | 0 | 0 | 0 | 0 | 0 | 0 | 0 | 0 | 0 | 0 | 0 | 0 | 0 | 0 | 0 | 0 | 0 | 0 | 0 | 0 | 0
| 5.2BL+ | Raw water export to: None | Input | Ml/d | 2 | 0 | 0 | 0 | 0 | 0 | 0 | 0 | 0 | 0 | 0 | 0 | 0 | 0 | 0 | 0 | 0 | 0 | 0 | 0 | 0 | 0 | 0 | 0 | 0 | 0 | 0 | 0 | 0 | 0
| - |  | - | - | 2 | - | - | - | - | bar: 2020-21 to 2044-45
| 6BL | Total potable water exported | sum(6.1BL+6.2BL+6.3BL...) | Ml/d | 2 | 0 | 0 | 0 | 0 | 0 | 0 | 0 | 0 | 0 | 0 | 0 | 0 | 0 | 0 | 0 | 0 | 0 | 0 | 0 | 0 | 0 | 0 | 0 | 0 | 0 | 0 | 0 | 0 | 0
| 6.1BL+ | Potable water export to: None | Input | Ml/d | 2 | 0 | 0 | 0 | 0 | 0 | 0 | 0 | 0 | 0 | 0 | 0 | 0 | 0 | 0 | 0 | 0 | 0 | 0 | 0 | 0 | 0 | 0 | 0 | 0 | 0 | 0 | 0 | 0 | 0
| - |  | - | Ml/d | 2 | - | - | - | - | bar: 2020-21 to 2044-45
| 7BL | Deployable Output (baseline profile without reductions) | sum(0.1Bl+0.2BL+0.3BL+0.4BL) | Ml/d | 2 | 0 | 0 | 0 | 0 | 0 | 0 | 0 | 0 | 0 | 0 | 0 | 0 | 0 | 0 | 0 | 0 | 0 | 0 | 0 | 0 | 0 | 0 | 0 | 0 | 0 | 0 | 0 | 0 | 0
Resource (and process) Losses | 8BL | Baseline forecast changes to Deployable Output | sum(8.1BL+8.2BL+8.3BL) | Ml/d | 2 | 0 | 0 | 0 | 0 | 0 | 0 | 0 | 0 | 0 | 0 | 0 | 0 | 0 | 0 | 0 | 0 | 0 | 0 | 0 | 0 | 0 | 0 | 0 | 0 | 0 | 0 | 0 | 0 | 0
| 8.1BL | Change in DO due to climate change | Input (reductions must be expressed as -ve) | Ml/d | 2 | 0 | 0 | 0 | 0 | 0 | 0 | 0 | 0 | 0 | 0 | 0 | 0 | 0 | 0 | 0 | 0 | 0 | 0 | 0 | 0 | 0 | 0 | 0 | 0 | 0 | 0 | 0 | 0 | 0
| 8.2BL | Reductions to restore sustainable abstraction | sum(8.2BL sub components) | Ml/d | 2 | 0 | 0 | 0 | 0 | 0 | 0 | 0 | 0 | 0 | 0 | 0 | 0 | 0 | 0 | 0 | 0 | 0 | 0 | 0 | 0 | 0 | 0 | 0 | 0 | 0 | 0 | 0 | 0 | 0
| 8.2BL+ | Total for the zone | Input (zero or negative number) | Ml/d | 2 | 0 | 0 | 0 | 0 | 0 | 0 | 0 | 0 | 0 | 0 | 0 | 0 | 0 | 0 | 0 | 0 | 0 | 0 | 0 | 0 | 0 | 0 | 0 | 0 | 0 | 0 | 0 | 0 | 0
| - |  | - | - | 2 | - | - | - | - | bar: 2020-21 to 2044-45
| 8.3BL | Total other changes to DO (specify, e.g. nitrates): None | Input (reductions must be expressed as -ve) | Ml/d | 2 | 0 | 0 | 0 | 0 | 0 | 0 | 0 | 0 | 0 | 0 | 0 | 0 | 0 | 0 | 0 | 0 | 0 | 0 | 0 | 0 | 0 | 0 | 0 | 0 | 0 | 0 | 0 | 0 | 0
|  | None |  |  | 2 | 0 | 0 | 0 | 0 | 0 | 0 | 0 | 0 | 0 | 0 | 0 | 0 | 0 | 0 | 0 | 0 | 0 | 0 | 0 | 0 | 0 | 0 | 0 | 0 | 0 | 0 | 0 | 0 | 0
| - |  | - | - | 2 | - | - | - | - | bar: 2020-21 to 2044-45
| 9BL | Raw water losses, treatment works losses and operational use | Input | Ml/d | 2 | 0 | 0 | 0 | 0 | 0 | 0 | 0 | 0 | 0 | 0 | 0 | 0 | 0 | 0 | 0 | 0 | 0 | 0 | 0 | 0 | 0 | 0 | 0 | 0 | 0 | 0 | 0 | 0 | 0
| 10BL | Outage allowance | Input | Ml/d | 2 | 0 | 0 | 0 | 0 | 0 | 0 | 0 | 0 | 0 | 0 | 0 | 0 | 0 | 0 | 0 | 0 | 0 | 0 | 0 | 0 | 0 | 0 | 0 | 0 | 0 | 0 | 0 | 0 | 0
|  | Company: | Hafren Dyfrdwy
|  | Resource Zone Name: | Llanfyllin
|  | Resource Zone Number: | 3
|  | Planning Scenario Name: | Dry Year Annual Average
|  | Chosen Level of Service: | No more than 1 in 40 years

## 3. BL Demand
Table 3: Baseline demand
| Row ref | Component | Derivation | Unit | Decimal places | 2016/17 | For info 2017-18 | For info 2018-19 | For info 2019-20 | 2020-21 | 2021-22 | 2022-23 | 2023-24 | 2024-25 | 2025-26 | 2026-27 | 2027-28 | 2028-29 | 2029-30 | 2030-31 | 2031-32 | 2032-33 | 2033-34 | 2034-35 | 2035-36 | 2036-37 | 2037-38 | 2038-39 | 2039-40 | 2040-41 | 2041-42 | 2042-43 | 2043-44 | 2044-45
Consumption | 19BL | Water delivered measured non-household | Input | Ml/d | 2 | 1.1402 | 1.1417 | 1.1411 | 1.1428 | 1.142 | 1.1482 | 1.1523 | 1.1561 | 1.1558 | 1.1605 | 1.1617 | 1.1629 | 1.161 | 1.1653 | 1.1667 | 1.1681 | 1.1663 | 1.1706 | 1.1716 | 1.1726 | 1.1703 | 1.1746 | 1.1758 | 1.177 | 1.1751 | 1.1796 | 1.1809 | 1.1823 | 1.1805
| 20BL | Water delivered unmeasured non- household | Input | Ml/d | 2 | 0.021688 | 0.021688 | 0.021688 | 0.021688 | 0.021688 | 0.021688 | 0.021688 | 0.021688 | 0.021688 | 0.021688 | 0.021688 | 0.021688 | 0.021688 | 0.021688 | 0.021688 | 0.021688 | 0.021688 | 0.021688 | 0.021688 | 0.021688 | 0.021688 | 0.021688 | 0.021688 | 0.021688 | 0.021688 | 0.021688 | 0.021688 | 0.021688 | 0.021688
| 21BL | Water delivered measured household | Input | Ml/d | 2 | 0.72967 | 0.75504 | 0.78013 | 0.8058 | 0.82893 | 0.8519 | 0.87436 | 0.89662 | 0.91803 | 0.93932 | 0.96019 | 0.98032 | 1.0001 | 1.0195 | 1.0347 | 1.0516 | 1.0679 | 1.0842 | 1.0999 | 1.1164 | 1.1327 | 1.1488 | 1.1642 | 1.1796 | 1.1947 | 1.2095 | 1.2242 | 1.2386 | 1.2537
| 22BL | Water delivered unmeasured household | Input | Ml/d | 2 | 1.0527 | 1.028 | 1.0041 | 0.98114 | 0.95865 | 0.93759 | 0.91751 | 0.898 | 0.87913 | 0.86112 | 0.84354 | 0.82669 | 0.81046 | 0.79473 | 0.77904 | 0.76269 | 0.74664 | 0.73112 | 0.71584 | 0.70143 | 0.68731 | 0.67355 | 0.65995 | 0.64674 | 0.6338 | 0.62113 | 0.60878 | 0.59668 | 0.58402
| 23BL | Measured Non Household - Consumption | 19BL-34BL | Ml/d | 2 | 1.1222 | 1.1238 | 1.1232 | 1.1248 | 1.1241 | 1.1303 | 1.1343 | 1.1382 | 1.1379 | 1.1425 | 1.1438 | 1.145 | 1.1431 | 1.1473 | 1.1487 | 1.1502 | 1.1484 | 1.1527 | 1.1537 | 1.1547 | 1.1524 | 1.1566 | 1.1578 | 1.159 | 1.1571 | 1.1616 | 1.163 | 1.1644 | 1.1626
| 24BL | Unmeasured Non Household - Consumption | 20BL-35BL | Ml/d | 2 | 0.020975 | 0.020975 | 0.020975 | 0.020975 | 0.020975 | 0.020975 | 0.020975 | 0.020975 | 0.020975 | 0.020975 | 0.020975 | 0.020975 | 0.020975 | 0.020975 | 0.020975 | 0.020975 | 0.020975 | 0.020975 | 0.020975 | 0.020975 | 0.020975 | 0.020975 | 0.020975 | 0.020975 | 0.020975 | 0.020975 | 0.020975 | 0.020975 | 0.020975
| 25BL | Measured Household - Consumption | 21BL-36BL | Ml/d | 2 | 0.66036 | 0.68449 | 0.70834 | 0.73278 | 0.75471 | 0.77652 | 0.79784 | 0.81897 | 0.83929 | 0.8595 | 0.87931 | 0.89841 | 0.91718 | 0.93562 | 0.94982 | 0.96573 | 0.98114 | 0.9965 | 1.0113 | 1.0269 | 1.0423 | 1.0576 | 1.0722 | 1.0868 | 1.101 | 1.115 | 1.1289 | 1.1424 | 1.1568
| 26BL | Unmeasured Household - Consumption | 22BL-37BL | Ml/d | 2 | 0.97448 | 0.95111 | 0.92858 | 0.90692 | 0.88571 | 0.86591 | 0.84706 | 0.82877 | 0.81108 | 0.79424 | 0.77781 | 0.76209 | 0.74696 | 0.73232 | 0.7177 | 0.70239 | 0.68737 | 0.67286 | 0.65857 | 0.64513 | 0.63196 | 0.61914 | 0.60646 | 0.59415 | 0.5821 | 0.57031 | 0.55881 | 0.54755 | 0.53572
| 27 - | Percentage of consumption driven by climate change | Input | % | 1 | 0.032311 | 0.064601 | 0.09687 | 0.12912 | 0.16135 | 0.19355 | 0.22574 | 0.2579 | 0.29005 | 0.32217 | 0.35428 | 0.38636 | 0.41842 | 0.45046 | 0.48248 | 0.51448 | 0.54646 | 0.57842 | 0.61036 | 0.64228 | 0.67417 | 0.70605 | 0.73791 | 0.76974 | 0.80156 | 0.83335 | 0.86513 | 0.89688 | 0.92862
| 28 - | Volume of consumption driven by climate change |  | Ml/d | 1 | 0.00089762 | 0.0017961 | 0.002694 | 0.0035966 | 0.0044943 | 0.0054073 | 0.0063212 | 0.0072391 | 0.0081482 | 0.0090764 | 0.0099973 | 0.01092 | 0.011834 | 0.012776 | 0.013689 | 0.014608 | 0.015508 | 0.016445 | 0.017362 | 0.01829 | 0.019198 | 0.020153 | 0.021085 | 0.022022 | 0.022935 | 0.0239 | 0.024843 | 0.025788 | 0.026708
PCC and consumption by component | 29BL | Measured Household - PCC | (25BL*1,000,000)/(51BL*1,000) | l/h/d | 1 | 116.3 | 115.9 | 115.5 | 115.3 | 115 | 114.8 | 114.7 | 114.6 | 114.6 | 114.6 | 114.7 | 114.7 | 114.9 | 115 | 114.7 | 114.5 | 114.3 | 114.1 | 113.9 | 113.8 | 113.7 | 113.7 | 113.6 | 113.6 | 113.5 | 113.4 | 113.4 | 113.3 | 113.2
| 29.1BL | Measured toilet flushing | Input | l/h/d | 1 | 26.3138 | 25.5135 | 24.7681 | 24.0678 | 23.4119 | 22.7907 | 22.1992 | 21.6312 | 21.0867 | 20.5595 | 20.0498 | 19.5541 | 19.0702 | 18.5968 | 18.5717 | 18.5534 | 18.5355 | 18.5161 | 18.4976 | 18.4783 | 18.4595 | 18.4396 | 18.4204 | 18.3999 | 18.3789 | 18.3575 | 18.3356 | 18.3133 | 18.2872
| 29.2BL | Measured personal washing | Input | l/h/d | 1 | 49.2409 | 50.1526 | 51.058 | 51.9649 | 52.8616 | 53.7528 | 54.6402 | 55.5264 | 56.4125 | 57.2929 | 58.176 | 59.0539 | 59.9289 | 60.8024 | 60.824 | 60.8739 | 60.9254 | 60.9715 | 61.0207 | 61.0674 | 61.1157 | 61.1603 | 61.2073 | 61.2496 | 61.2906 | 61.33 | 61.3679 | 61.4043 | 61.4281
| 29.3BL | Measured clothes washing | Input | l/h/d | 1 | 14.4638 | 14.3751 | 14.2911 | 14.2122 | 14.136 | 14.0623 | 13.9909 | 13.9214 | 13.8542 | 13.7874 | 13.7226 | 13.6581 | 13.5939 | 13.5301 | 13.4266 | 13.329 | 13.2316 | 13.1329 | 13.0346 | 12.9356 | 12.8368 | 12.7371 | 12.6377 | 12.5371 | 12.4362 | 12.3347 | 12.2329 | 12.1306 | 12.0257
| 29.4BL | Measured dish washing | Input | l/h/d | 1 | 11.4042 | 11.4099 | 11.4149 | 11.4205 | 11.4245 | 11.4276 | 11.43 | 11.4323 | 11.4347 | 11.4359 | 11.4376 | 11.4383 | 11.4383 | 11.438 | 11.4327 | 11.433 | 11.4335 | 11.433 | 11.433 | 11.4325 | 11.4324 | 11.4315 | 11.431 | 11.4297 | 11.428 | 11.4261 | 11.4239 | 11.4213 | 11.4165
| 29.5BL | Measured miscellaneous internal use | Input | l/h/d | 1 | 13.5828 | 13.4901 | 13.4076 | 13.333 | 13.2685 | 13.2112 | 13.1602 | 13.1132 | 13.072 | 13.0339 | 12.9996 | 12.9688 | 12.9406 | 12.9147 | 12.8887 | 12.8632 | 12.8398 | 12.8169 | 12.7961 | 12.7763 | 12.7579 | 12.74 | 12.7237 | 12.7075 | 12.692 | 12.6772 | 12.6629 | 12.6492 | 12.6336
| 29.6BL | Measured external use | Input | l/h/d | 1 | 1.3389 | 1.3783 | 1.4172 | 1.4557 | 1.4938 | 1.5317 | 1.5695 | 1.6072 | 1.6448 | 1.6825 | 1.7202 | 1.7581 | 1.7961 | 1.8342 | 1.8703 | 1.9057 | 1.9407 | 1.9753 | 2.0097 | 2.0436 | 2.0772 | 2.1104 | 2.1432 | 2.1757 | 2.2079 | 2.2397 | 2.2712 | 2.3024 | 2.3336
| 29.7BL | Measured water efficiency | Input | l/h/d | 1 | -0.044402 | -0.41945 | -0.85683 | -1.1541 | -1.5964 | -1.9763 | -2.29 | -2.6316 | -2.9049 | -3.192 | -3.4059 | -3.7314 | -3.8679 | -4.1162 | -4.314 | -4.4581 | -4.6064 | -4.7456 | -4.8916 | -4.9338 | -4.9795 | -4.9188 | -4.9633 | -4.8996 | -4.9337 | -4.9653 | -4.8944 | -4.921 | -4.9247
| 30BL | Unmeasured Household - PCC | (26BL*1,000,000)/(52BL*1,000) | l/h/d | 1 | 142.7 | 142.6 | 142.5 | 142.5 | 142.3 | 142.1 | 142 | 141.8 | 141.6 | 141.4 | 141.3 | 141.1 | 140.9 | 140.7 | 140.4 | 140.2 | 140.1 | 140 | 139.9 | 139.9 | 139.9 | 139.9 | 139.9 | 139.9 | 140 | 140 | 140 | 140 | 140.1
| 30.1BL | Unmeasured toilet flushing | Input | l/h/d | 1 | 32.1269 | 31.3701 | 30.6 | 29.8263 | 29.0366 | 28.2362 | 27.4275 | 26.6143 | 25.797 | 24.9714 | 24.1454 | 23.3122 | 22.4745 | 21.6343 | 21.5944 | 21.5781 | 21.5636 | 21.5459 | 21.531 | 21.5151 | 21.5012 | 21.4852 | 21.4719 | 21.4558 | 21.4395 | 21.4228 | 21.4056 | 21.3881 | 21.3916
| 30.2BL | Unmeasured personal washing | Input | l/h/d | 1 | 59.6997 | 60.7105 | 61.7061 | 62.7047 | 63.6788 | 64.637 | 65.5824 | 66.5227 | 67.4577 | 68.3751 | 69.295 | 70.1967 | 71.0863 | 71.968 | 71.9539 | 72.0188 | 72.0896 | 72.1501 | 72.2203 | 72.2871 | 72.361 | 72.4282 | 72.5045 | 72.5718 | 72.6384 | 72.7039 | 72.7682 | 72.8316 | 72.9665
| 30.3BL | Unmeasured clothes washing | Input | l/h/d | 1 | 17.204 | 17.1399 | 17.07 | 16.9995 | 16.9213 | 16.8378 | 16.7503 | 16.6608 | 16.5695 | 16.4734 | 16.3776 | 16.2771 | 16.1738 | 16.0687 | 15.9369 | 15.8225 | 15.7092 | 15.5933 | 15.4794 | 15.3644 | 15.2508 | 15.1354 | 15.0217 | 14.9059 | 14.7897 | 14.673 | 14.5559 | 14.4384 | 14.3346
| 30.4BL | Unmeasured dish washing | Input | l/h/d | 1 | 13.611 | 13.6319 | 13.6485 | 13.665 | 13.6755 | 13.6819 | 13.6852 | 13.6871 | 13.6876 | 13.6842 | 13.6812 | 13.6744 | 13.6651 | 13.6544 | 13.6412 | 13.6429 | 13.6458 | 13.6467 | 13.6494 | 13.6514 | 13.6548 | 13.6568 | 13.6606 | 13.6627 | 13.6646 | 13.6662 | 13.6677 | 13.6689 | 13.6835
| 30.5BL | Unmeasured miscellaneous internal use | Input | l/h/d | 1 | 18.5897 | 18.6325 | 18.6695 | 18.7064 | 18.735 | 18.7583 | 18.7772 | 18.7942 | 18.8093 | 18.8191 | 18.8294 | 18.8346 | 18.8364 | 18.8361 | 18.8324 | 18.8494 | 18.8679 | 18.8837 | 18.9021 | 18.9196 | 18.9389 | 18.9565 | 18.9765 | 18.9941 | 19.0115 | 19.0287 | 19.0455 | 19.0621 | 19.0974
| 30.6BL | Unmeasured external use | Input | l/h/d | 1 | 1.478 | 1.5275 | 1.5764 | 1.6252 | 1.6733 | 1.7208 | 1.7679 | 1.8149 | 1.8616 | 1.9078 | 1.954 | 1.9998 | 2.0453 | 2.0906 | 2.1352 | 2.181 | 2.2268 | 2.2722 | 2.3176 | 2.3628 | 2.408 | 2.4529 | 2.4978 | 2.5424 | 2.5868 | 2.631 | 2.6751 | 2.7189 | 2.7635
| 29.7BL | Unmeasured water efficiency | Input | l/h/d | 1 | -0.0093265 | -0.41242 | -0.77057 | -1.027 | -1.4204 | -1.7721 | -1.9905 | -2.294 | -2.5827 | -2.831 | -2.9827 | -3.1947 | -3.3815 | -3.5521 | -3.6939 | -3.8927 | -4.0028 | -4.0919 | -4.1998 | -4.2005 | -4.2147 | -4.2152 | -4.233 | -4.2327 | -4.1304 | -4.1256 | -4.1179 | -4.1081 | -4.1371
| 31BL | Average Household - PCC | ((25BL+26BL)*1,000,000))/(51BL+52BL*1,000) | l/h/d | 1 | 130.7419 | 130.0627 | 129.4262 | 128.9235 | 128.2789 | 127.7505 | 127.2858 | 126.8448 | 126.4525 | 126.096 | 125.7865 | 125.5029 | 125.2516 | 125.0286 | 124.5163 | 124.0832 | 123.6709 | 123.2608 | 122.874 | 122.609 | 122.3734 | 122.1342 | 121.9051 | 121.6703 | 121.4378 | 121.2071 | 120.9901 | 120.7741 | 120.5671
| 32BL | Water Taken Unbilled | Input | Ml/d | 2 | 0.08212 | 0.08212 | 0.08212 | 0.08212 | 0.08212 | 0.08212 | 0.08212 | 0.08212 | 0.08212 | 0.08212 | 0.08212 | 0.08212 | 0.08212 | 0.08212 | 0.08212 | 0.08212 | 0.08212 | 0.08212 | 0.08212 | 0.08212 | 0.08212 | 0.08212 | 0.08212 | 0.08212 | 0.08212 | 0.08212 | 0.08212 | 0.08212 | 0.08212
| 33BL | Distribution System Operational Use | Input | Ml/d | 2 | 0.034378 | 0.034378 | 0.034378 | 0.034378 | 0.034378 | 0.034378 | 0.034378 | 0.034378 | 0.034378 | 0.034378 | 0.034378 | 0.034378 | 0.034378 | 0.034378 | 0.034378 | 0.034378 | 0.034378 | 0.034378 | 0.034378 | 0.034378 | 0.034378 | 0.034378 | 0.034378 | 0.034378 | 0.034378 | 0.034378 | 0.034378 | 0.034378 | 0.034378
Leakage | 34BL | Measured Non Household - USPL | Input | Ml/d | 2 | 0.017932 | 0.017932 | 0.017932 | 0.017932 | 0.017932 | 0.017932 | 0.017932 | 0.017932 | 0.017932 | 0.017932 | 0.017932 | 0.017932 | 0.017932 | 0.017932 | 0.017932 | 0.017932 | 0.017932 | 0.017932 | 0.017932 | 0.017932 | 0.017932 | 0.017932 | 0.017932 | 0.017932 | 0.017932 | 0.017932 | 0.017932 | 0.017932 | 0.017932
| 35BL | Unmeasured Non Household - USPL | Input | Ml/d | 2 | 0.00071339 | 0.00071339 | 0.00071339 | 0.00071339 | 0.00071339 | 0.00071339 | 0.00071339 | 0.00071339 | 0.00071339 | 0.00071339 | 0.00071339 | 0.00071339 | 0.00071339 | 0.00071339 | 0.00071339 | 0.00071339 | 0.00071339 | 0.00071339 | 0.00071339 | 0.00071339 | 0.00071339 | 0.00071339 | 0.00071339 | 0.00071339 | 0.00071339 | 0.00071339 | 0.00071339 | 0.00071339 | 0.00071339
| 36BL | Measured Household - USPL | Input | Ml/d | 2 | 0.069309 | 0.070549 | 0.071789 | 0.073028 | 0.074216 | 0.07538 | 0.076522 | 0.077642 | 0.07874 | 0.079817 | 0.080874 | 0.081908 | 0.082923 | 0.083918 | 0.084893 | 0.085849 | 0.086786 | 0.087705 | 0.088606 | 0.089489 | 0.090355 | 0.091203 | 0.092035 | 0.092851 | 0.093651 | 0.094485 | 0.095305 | 0.09611 | 0.0969
| 37BL | Unmeasured Household - USPL | Input | Ml/d | 2 | 0.078221 | 0.076886 | 0.075551 | 0.074218 | 0.072937 | 0.07168 | 0.070446 | 0.069235 | 0.068045 | 0.066877 | 0.06573 | 0.064604 | 0.063498 | 0.062412 | 0.061345 | 0.060299 | 0.059272 | 0.058263 | 0.057273 | 0.056301 | 0.055346 | 0.054408 | 0.053488 | 0.052584 | 0.051696 | 0.050825 | 0.049969 | 0.049128 | 0.048303
| 38BL | Void Properties - USPL | Input | Ml/d | 2 | 0.00929 | 0.00929 | 0.00929 | 0.00929 | 0.00929 | 0.00929 | 0.00929 | 0.00929 | 0.00929 | 0.00929 | 0.00929 | 0.00929 | 0.00929 | 0.00929 | 0.00929 | 0.00929 | 0.00929 | 0.00929 | 0.00929 | 0.00929 | 0.00929 | 0.00929 | 0.00929 | 0.00929 | 0.00929 | 0.00929 | 0.00929 | 0.00929 | 0.00929
| 39BL | Distribution Losses | Input | Ml/d | 2 | 2.5216 | 2.5028 | 2.484 | 2.4653 | 2.4654 | 2.4654 | 2.4655 | 2.4656 | 2.4657 | 2.4658 | 2.4659 | 2.466 | 2.4661 | 2.4662 | 2.4663 | 2.4664 | 2.4664 | 2.4665 | 2.4666 | 2.4667 | 2.4668 | 2.4669 | 2.467 | 2.4671 | 2.4672 | 2.4672 | 2.4672 | 2.4673 | 2.4673
| 40BL | Total Leakage | sum(34BL:39BL) | Ml/d | 2 | 2.697 | 2.6782 | 2.6593 | 2.6404 | 2.6404 | 2.6404 | 2.6404 | 2.6404 | 2.6404 | 2.6404 | 2.6404 | 2.6404 | 2.6404 | 2.6404 | 2.6404 | 2.6404 | 2.6404 | 2.6404 | 2.6404 | 2.6404 | 2.6404 | 2.6404 | 2.6404 | 2.6404 | 2.6404 | 2.6404 | 2.6404 | 2.6404 | 2.6404
| 41BL | Total Leakage | (40BL*1,000,000)/(48BL*1,000) | l/prop/d | 2 | 434.3351 | 426.655 | 419.289 | 412.0457 | 408.2073 | 404.6501 | 401.3586 | 398.1463 | 395.191 | 392.4112 | 389.7429 | 387.3631 | 385.1565 | 383.0881 | 381.2195 | 378.5366 | 375.8911 | 373.2825 | 370.7097 | 368.1723 | 365.64 | 363.1423 | 360.6785 | 358.2479 | 355.8499 | 353.4838 | 351.149 | 348.8448 | 346.5706
Customer: Properties | 42BL | Measured non-households - properties | Input (total, excluding voids) | 000's | 2 | 0.52601 | 0.52807 | 0.53013 | 0.53218 | 0.53424 | 0.53629 | 0.53835 | 0.54041 | 0.54246 | 0.54452 | 0.54657 | 0.54862 | 0.55068 | 0.55273 | 0.55479 | 0.55684 | 0.55889 | 0.56095 | 0.563 | 0.56505 | 0.56711 | 0.56916 | 0.57121 | 0.57326 | 0.57531 | 0.57737 | 0.57942 | 0.58147 | 0.58352
| 43BL | Unmeasured non-households - properties | Input (total, excluding voids) | 000's | 2 | 0.025433 | 0.025013 | 0.024593 | 0.024174 | 0.023754 | 0.023334 | 0.022914 | 0.022495 | 0.022075 | 0.021655 | 0.021236 | 0.020816 | 0.020396 | 0.019976 | 0.019557 | 0.019137 | 0.018717 | 0.018297 | 0.017878 | 0.017458 | 0.017038 | 0.016618 | 0.016199 | 0.015779 | 0.015359 | 0.01494 | 0.01452 | 0.0141 | 0.01368
| 44BL | All void non-households - properties | Input (voids in each year) | 000's | 2 | 0.12627 | 0.12627 | 0.12627 | 0.12627 | 0.12627 | 0.12627 | 0.12627 | 0.12627 | 0.12627 | 0.12627 | 0.12627 | 0.12627 | 0.12627 | 0.12627 | 0.12627 | 0.12627 | 0.12627 | 0.12627 | 0.12627 | 0.12627 | 0.12627 | 0.12627 | 0.12627 | 0.12627 | 0.12627 | 0.12627 | 0.12627 | 0.12627 | 0.12627
| 45BL | Total measured households - properties (excl void) | Pre-plan year = input. Forecast years = Previous year 45BL + sum(45.1BL:45.6BL) | 000's | 2 | 2.5442 | 2.6596 | 2.7728 | 2.8862 | 2.9922 | 3.0939 | 3.1914 | 3.2875 | 3.3794 | 3.4681 | 3.5547 | 3.6361 | 3.7141 | 3.7893 | 3.8606 | 3.9464 | 4.0314 | 4.1158 | 4.1994 | 4.2824 | 4.3653 | 4.4475 | 4.529 | 4.61 | 4.6903 | 4.77 | 4.8492 | 4.9277 | 5.0057
| 45.1BL | New build properties - properties | Input (new builds in each year) | 000's | 2 | 0.071326 | 0.068717 | 0.066371 | 0.066729 | 0.061228 | 0.057786 | 0.054393 | 0.053913 | 0.050394 | 0.048099 | 0.046801 | 0.042337 | 0.039749 | 0.03769 | 0.034449 | 0.049637 | 0.049601 | 0.049565 | 0.049531 | 0.049498 | 0.05004 | 0.050008 | 0.049977 | 0.049946 | 0.049916 | 0.049887 | 0.049858 | 0.049831 | 0.049803
| 45.2BL | Meter optants - properties | Input (meter optants in each year) | 000's | 2 | 0.057595 | 0.048064 | 0.048015 | 0.047968 | 0.045994 | 0.045104 | 0.044233 | 0.04338 | 0.042545 | 0.041726 | 0.040923 | 0.040137 | 0.039366 | 0.038611 | 0.037868 | 0.037155 | 0.036449 | 0.035755 | 0.035077 | 0.034411 | 0.03376 | 0.033121 | 0.032495 | 0.031883 | 0.031281 | 0.030693 | 0.030116 | 0.029549 | 0.028995
| 45.3BL | Compulsory metering - properties | Input (compulsory meters in each year) | 000's | 2 | 0 | 0 | 0 | 0 | 0 | 0 | 0 | 0 | 0 | 0 | 0 | 0 | 0 | 0 | 0 | 0 | 0 | 0 | 0 | 0 | 0 | 0 | 0 | 0 | 0 | 0 | 0 | 0 | 0
| 45.4BL | Metering on change of occupancy - properties | Input (change of occupancy meters in each year) | 000's | 2 | 0 | 0 | 0 | 0 | 0 | 0 | 0 | 0 | 0 | 0 | 0 | 0 | 0 | 0 | 0 | 0 | 0 | 0 | 0 | 0 | 0 | 0 | 0 | 0 | 0 | 0 | 0 | 0 | 0
| 45.5BL | Selective metering - properties | Input (selective meters in each year) | 000's | 2 | 0 | 0 | 0 | 0 | 0 | 0 | 0 | 0 | 0 | 0 | 0 | 0 | 0 | 0 | 0 | 0 | 0 | 0 | 0 | 0 | 0 | 0 | 0 | 0 | 0 | 0 | 0 | 0 | 0
| 45.6BL | Other changes to existing metering - properties | Input (other changes to meters in each year) | 000's | 2 | 0 | -0.0012967 | -0.0012649 | -0.0012339 | -0.0012091 | -0.0011863 | -0.0011663 | -0.0011446 | -0.0011289 | -0.0011133 | -0.0010974 | -0.0010896 | -0.0010799 | -0.0010705 | -0.0010656 | -0.0010099 | -0.00099327 | -0.00097706 | -0.00096124 | -0.00094581 | -0.00092873 | -0.00091389 | -0.0008994 | -0.00088525 | -0.00087144 | -0.00085794 | -0.00084476 | -0.00083187 | -0.00081928
| 45.7BL | Measured void households - properties | Input (voids in each year) | 000's | 2 | 0.12596 | 0.12596 | 0.12596 | 0.12596 | 0.12596 | 0.12596 | 0.12596 | 0.12596 | 0.12596 | 0.12596 | 0.12596 | 0.12596 | 0.12596 | 0.12596 | 0.12596 | 0.12596 | 0.12596 | 0.12596 | 0.12596 | 0.12596 | 0.12596 | 0.12596 | 0.12596 | 0.12596 | 0.12596 | 0.12596 | 0.12596 | 0.12596 | 0.12596
| 46BL | Unmeasured households - properties (excl void) | Input (total) | 000's | 2 | 2.729 | 2.6794 | 2.6299 | 2.5805 | 2.5332 | 2.4867 | 2.4411 | 2.3964 | 2.3525 | 2.3095 | 2.2673 | 2.2259 | 2.1853 | 2.1455 | 2.1064 | 2.068 | 2.0304 | 1.9936 | 1.9574 | 1.9219 | 1.887 | 1.8528 | 1.8193 | 1.7864 | 1.7541 | 1.7224 | 1.6913 | 1.6608 | 1.6309
| 47BL | Unmeasured void households - properties | Input (voids in each year) | 000's | 2 | 0.13277 | 0.13277 | 0.13277 | 0.13277 | 0.13277 | 0.13277 | 0.13277 | 0.13277 | 0.13277 | 0.13277 | 0.13277 | 0.13277 | 0.13277 | 0.13277 | 0.13277 | 0.13277 | 0.13277 | 0.13277 | 0.13277 | 0.13277 | 0.13277 | 0.13277 | 0.13277 | 0.13277 | 0.13277 | 0.13277 | 0.13277 | 0.13277 | 0.13277
| 48BL | Total Resource Zone Properties (incl voids) | SUM(42BL:45BL)+45.7BL+46BL+47BL | 000's | 2 | 6.2096 | 6.2771 | 6.3424 | 6.4081 | 6.4684 | 6.5252 | 6.5788 | 6.6318 | 6.6814 | 6.7288 | 6.7748 | 6.8165 | 6.8555 | 6.8925 | 6.9263 | 6.9754 | 7.0245 | 7.0736 | 7.1227 | 7.1718 | 7.2214 | 7.2711 | 7.3208 | 7.3704 | 7.4201 | 7.4698 | 7.5194 | 7.5691 | 7.6188
Customer: Population | 49BL | Measured Non Household - Population | Input (total) | 000's | 2 | 0.40544 | 0.40544 | 0.40544 | 0.40544 | 0.40544 | 0.40544 | 0.40544 | 0.40544 | 0.40544 | 0.40544 | 0.40544 | 0.40544 | 0.40544 | 0.40544 | 0.40544 | 0.40544 | 0.40544 | 0.40544 | 0.40544 | 0.40544 | 0.40544 | 0.40544 | 0.40544 | 0.40544 | 0.40544 | 0.40544 | 0.40544 | 0.40544 | 0.40544
| 50BL | Unmeasured Non Household - Population | Input (total) | 000's | 2 | 0 | 0 | 0 | 0 | 0 | 0 | 0 | 0 | 0 | 0 | 0 | 0 | 0 | 0 | 0 | 0 | 0 | 0 | 0 | 0 | 0 | 0 | 0 | 0 | 0 | 0 | 0 | 0 | 0
| 51BL | Measured Household - Population | Input (total) | 000's | 2 | 5.6759 | 5.9068 | 6.1322 | 6.3547 | 6.5635 | 6.7641 | 6.9563 | 7.1454 | 7.3245 | 7.4998 | 7.6687 | 7.8294 | 7.9848 | 8.1354 | 8.2796 | 8.435 | 8.5858 | 8.7366 | 8.8816 | 9.0248 | 9.1643 | 9.3031 | 9.4363 | 9.5697 | 9.7008 | 9.8297 | 9.9566 | 10.0814 | 10.2151
| 52BL | Unmeasured Household - Population | Input (total) | 000's | 2 | 6.8284 | 6.6687 | 6.5154 | 6.3637 | 6.2244 | 6.0924 | 5.9665 | 5.8448 | 5.7269 | 5.6152 | 5.5055 | 5.4014 | 5.3016 | 5.2051 | 5.1124 | 5.0085 | 4.9057 | 4.8067 | 4.7083 | 4.6124 | 4.5174 | 4.4253 | 4.3339 | 4.2456 | 4.1593 | 4.0749 | 3.9923 | 3.9116 | 3.8232
| 53BL | Total Resource Zone Population | Sum(49BL:52BL) | 000's | 2 | 12.9097 | 12.9809 | 13.053 | 13.1238 | 13.1934 | 13.262 | 13.3283 | 13.3956 | 13.4568 | 13.5204 | 13.5796 | 13.6362 | 13.6919 | 13.7459 | 13.7974 | 13.8489 | 13.897 | 13.9487 | 13.9953 | 14.0426 | 14.0871 | 14.1339 | 14.1757 | 14.2208 | 14.2655 | 14.31 | 14.3544 | 14.3985 | 14.4438
Occupancy | 54BL | Measured Household - Occupancy Rate (average) (excl voids) | 51BL/45BL | h/prop | 1 | 2.231 | 2.2209 | 2.2116 | 2.2017 | 2.1935 | 2.1862 | 2.1797 | 2.1735 | 2.1674 | 2.1625 | 2.1573 | 2.1532 | 2.1499 | 2.1469 | 2.1446 | 2.1374 | 2.1297 | 2.1227 | 2.115 | 2.1074 | 2.0994 | 2.0918 | 2.0835 | 2.0759 | 2.0683 | 2.0607 | 2.0533 | 2.0459 | 2.0407
| 55BL | Unmeasured Household - Occupancy Rate | 52BL/46BL | h/prop | 1 | 2.5022 | 2.4889 | 2.4774 | 2.466 | 2.4572 | 2.45 | 2.4442 | 2.439 | 2.4344 | 2.4313 | 2.4282 | 2.4266 | 2.426 | 2.4261 | 2.4271 | 2.4218 | 2.4161 | 2.4111 | 2.4054 | 2.3999 | 2.3939 | 2.3884 | 2.3822 | 2.3766 | 2.3712 | 2.3658 | 2.3605 | 2.3552 | 2.3443
Metering | 56BL | Total Household Metering penetration (excl. voids) | 45BL/45BL+46BL | % | 0 | 48.25% | 49.81% | 51.32% | 52.8% | 54.15% | 55.44% | 56.66% | 57.84% | 58.96% | 60.03% | 61.06% | 62.03% | 62.96% | 63.85% | 64.7% | 65.62% | 66.5% | 67.37% | 68.21% | 69.02% | 69.82% | 70.59% | 71.34% | 72.07% | 72.78% | 73.47% | 74.14% | 74.79% | 75.43%
| 57BL | Total Household Metering penetration (incl. voids) | 45BL/(45BL+45.7BL+46BL+47BL) | % | 0 | 45.99% | 47.51% | 48.98% | 50.41% | 51.73% | 52.98% | 54.17% | 55.32% | 56.41% | 57.45% | 58.46% | 59.41% | 60.31% | 61.18% | 62.01% | 62.91% | 63.78% | 64.63% | 65.46% | 66.26% | 67.04% | 67.81% | 68.55% | 69.27% | 69.97% | 70.65% | 71.32% | 71.97% | 72.6%
|  | Company: | Hafren Dyfrdwy
|  | Resource Zone Name: | Llanfyllin
|  | Resource Zone Number: | 3
|  | Planning Scenario Name: | Dry Year Annual Average
|  | Chosen Level of Service: | No more than 1 in 40 years

## 4. BL SDB
Table 4: Baseline supply demand balance
| Row ref | Component | Derivation | Unit | Decimal places | 2016/17 | For info 2017-18 | For info 2018-19 | For info 2019-20 | 2020-21 | 2021-22 | 2022-23 | 2023-24 | 2024-25 | 2025-26 | 2026-27 | 2027-28 | 2028-29 | 2029-30 | 2030-31 | 2031-32 | 2032-33 | 2033-34 | 2034-35 | 2035-36 | 2036-37 | 2037-38 | 2038-39 | 2039-40 | 2040-41 | 2041-42 | 2042-43 | 2043-44 | 2044-45
SDB | 11BL | Distribution input | 19BL+20BL+21BL+22BL+32BL+33BL+38BL+39BL | Ml/d | 2 | 5.5916 | 5.575 | 5.5569 | 5.5425 | 5.5424 | 5.5506 | 5.5571 | 5.5638 | 5.5662 | 5.5742 | 5.5788 | 5.5834 | 5.5851 | 5.5932 | 5.5942 | 5.5962 | 5.5948 | 5.6 | 5.6015 | 5.6046 | 5.6046 | 5.6113 | 5.6144 | 5.6179 | 5.6182 | 5.6249 | 5.6286 | 5.6323 | 5.6331
| 12BL | Water Available For Use (own sources) | (7BL+8BL)-(9BL+10BL) | Ml/d | 2 | 0 | 0 | 0 | 0 | 0 | 0 | 0 | 0 | 0 | 0 | 0 | 0 | 0 | 0 | 0 | 0 | 0 | 0 | 0 | 0 | 0 | 0 | 0 | 0 | 0 | 0 | 0 | 0 | 0
| 13BL | Total Water Available For Use | 12BL+(2BL+3BL)-(5BL+6BL) | Ml/d | 2 | 6.7496 | 6.7496 | 6.7496 | 6.7496 | 6.7496 | 6.7496 | 6.7496 | 6.7496 | 6.7496 | 6.7496 | 6.7496 | 6.7496 | 6.7496 | 6.7496 | 6.7496 | 6.7496 | 6.7496 | 6.7496 | 6.7496 | 6.7496 | 6.7496 | 6.7496 | 6.7496 | 6.7496 | 6.7496 | 6.7496 | 6.7496 | 6.7496 | 6.7496
| 14BL | Target headroom (climate change component) | Input | Ml/d | 2 | 0 | 0 | 0 | 0 | 0 | 0 | 0 | 0 | 0 | 0 | 0 | 0 | 0 | 0 | 0 | 0 | 0 | 0 | 0 | 0 | 0 | 0 | 0 | 0 | 0 | 0 | 0 | 0 | 0
| 15BL | Target headroom (All other components) | Input | Ml/d | 2 | 0 | 0 | 0 | 0 | 0 | 0 | 0 | 0 | 0 | 0 | 0 | 0 | 0 | 0 | 0 | 0 | 0 | 0 | 0 | 0 | 0 | 0 | 0 | 0 | 0 | 0 | 0 | 0 | 0
| 16BL | Target Headroom | 14BL+15BL | Ml/d | 2 | 0 | 0 | 0 | 0 | 0 | 0 | 0 | 0 | 0 | 0 | 0 | 0 | 0 | 0 | 0 | 0 | 0 | 0 | 0 | 0 | 0 | 0 | 0 | 0 | 0 | 0 | 0 | 0 | 0
| 17BL | Available Headroom | 13BL-11BL | Ml/d | 2 | 1.158 | 1.1745 | 1.1927 | 1.2071 | 1.2071 | 1.1989 | 1.1924 | 1.1857 | 1.1833 | 1.1754 | 1.1707 | 1.1661 | 1.1644 | 1.1563 | 1.1554 | 1.1533 | 1.1547 | 1.1496 | 1.1481 | 1.1449 | 1.145 | 1.1383 | 1.1352 | 1.1317 | 1.1314 | 1.1247 | 1.121 | 1.1173 | 1.1165
| 18BL | Supply Demand Balance | 17BL-16BL | Ml/d | 2 | 1.158 | 1.1745 | 1.1927 | 1.2071 | 1.2071 | 1.1989 | 1.1924 | 1.1857 | 1.1833 | 1.1754 | 1.1707 | 1.1661 | 1.1644 | 1.1563 | 1.1554 | 1.1533 | 1.1547 | 1.1496 | 1.1481 | 1.1449 | 1.145 | 1.1383 | 1.1352 | 1.1317 | 1.1314 | 1.1247 | 1.121 | 1.1173 | 1.1165
|  | Company: | Hafren Dyfrdwy
|  | Resource Zone Name: | Llanfyllin
|  | Resource Zone Number: | 3
|  | Planning Scenario Name: | Dry Year Annual Average
|  | Chosen Level of Service: | No more than 1 in 40 years

## 5. Feasible Options
Table 5: Feasible options detailed costs | [18 empty] | ENTER DISCOUNT RATE % |  |  |  | 3.5% | 3.5% | 3.5% | 3.5% | 3.5% | 3.5% | 3.5% | 3.5% | 3.5% | 3.5% | 3.5% | 3.5% | 3.5% | 3.5% | 3.5% | 3.5% | 3.5% | 3.5% | 3.5% | 3.5% | 3.5% | 3.5% | 3.5% | 3.5% | 3.5% | 3.5% | 3.5% | 3.5% | 3.5% | 3% | 3% | 3% | 3% | 3% | 3% | 3% | 3% | 3% | 3% | 3% | 3% | 3% | 3% | 3% | 3% | 3% | 3% | 3% | 3% | 3% | 3% | 3% | 3% | 3% | 3% | 3% | 3% | 3% | 3% | 3% | 3% | 3% | 3% | 3% | 3% | 3% | 3% | 3% | 3% | 3% | 3% | 3% | 3% | 3% | 2.5% | 2.5% | 2.5% | 2.5% | 2.5% | 2.5% | 2.5% | 2.5% | 2.5% | 2.5% | 2.5% | 2.5% | 2.5% | 2.5% | 2.5% | 2.5% | 2.5% | 2.5% | 2.5% | 2.5% | 2.5% | 2.5% | 2.5% | 2.5% | 2.5% | 2.5% | 2.5% | 2.5% | 2.5%
Detail the gains in WAFU / savings in demand, and the costs of feasible options under capacity use scenario | [18 empty] | ENTER DISCOUNT PERIOD (YRS) | 80 |  | 1 | 0.96618 | 0.93351 | 0.90194 | 0.87144 | 0.84197 | 0.8135 | 0.78599 | 0.75941 | 0.73373 | 0.70892 | 0.68495 | 0.66178 | 0.6394 | 0.61778 | 0.59689 | 0.57671 | 0.5572 | 0.53836 | 0.52016 | 0.50257 | 0.48557 | 0.46915 | 0.45329 | 0.43796 | 0.42315 | 0.40884 | 0.39501 | 0.38165 | 0.36875 | 0.35801 | 0.34758 | 0.33746 | 0.32763 | 0.31809 | 0.30882 | 0.29983 | 0.29109 | 0.28261 | 0.27438 | 0.26639 | 0.25863 | 0.2511 | 0.24379 | 0.23669 | 0.22979 | 0.2231 | 0.2166 | 0.21029 | 0.20417 | 0.19822 | 0.19245 | 0.18684 | 0.1814 | 0.17612 | 0.17099 | 0.16601 | 0.16117 | 0.15648 | 0.15192 | 0.14749 | 0.1432 | 0.13903 | 0.13498 | 0.13105 | 0.12723 | 0.12352 | 0.11993 | 0.11643 | 0.11304 | 0.10975 | 0.10655 | 0.10345 | 0.10044 | 0.097511 | 0.095133 | 0.092813 | 0.090549 | 0.08834 | 0.086186 | Note: If option costs are required from beyond year 80 then the NPV calculation formula must be amended manually to cover the extended period
[22 empty] | 1 | 2 | 3 | 4 | 5 | 6 | 7 | 8 | 9 | 10 | 11 | 12 | 13 | 14 | 15 | 16 | 17 | 18 | 19 | 20 | 21 | 22 | 23 | 24 | 25 | 26 | 27 | 28 | 29 | 30 | 31 | 32 | 33 | 34 | 35 | 36 | 37 | 38 | 39 | 40 | 41 | 42 | 43 | 44 | 45 | 46 | 47 | 48 | 49 | 50 | 51 | 52 | 53 | 54 | 55 | 56 | 57 | 58 | 59 | 60 | 61 | 62 | 63 | 64 | 65 | 66 | 67 | 68 | 69 | 70 | 71 | 72 | 73 | 74 | 75 | 76 | 77 | 78 | 79 | 80 | 81 | 82 | 83 | 84 | 85 | 86 | 87 | 88 | 89 | 90 | 91 | 92 | 93 | 94 | 95 | 96 | 97 | 98 | 99 | 100 | 101 | 102 | 103 | 104
Row ref | Option name | Option reference no. | Type of option | Preferred Option (Y/N) | Earliest potential option start date (Year) | Costs based on capacity | WAFU on full implementation (Ml/d) | NPV of WAFU (Ml) | CAPEX NPV (£000) | OPEX NPV (£000) | NPV of opex savings (£000) | NPV of carbon (£000) | Social & Env. NPV (£000) | TOTAL NPV (£000) | AIC (p/m3) | AISC (p/m3) | Scope confidence (score 1 to 5) | Cost confidence (score 1 to 5) | Cost component | Derivation | Unit | Year 1 | Year 2 | Year 3 | Year 4 | Year 5 | Year 6 | Year 7 | Year 8 | Year 9 | Year 10 | Year 11 | Year 12 | Year 13 | Year 14 | Year 15 | Year 16 | Year 17 | Year 18 | Year 19 | Year 20 | Year 21 | Year 22 | Year 23 | Year 24 | Year 25 | Year 26 | Year 27 | Year 28 | Year 29 | Year 30 | Year 31 | Year 32 | Year 33 | Year 34 | Year 35 | Year 36 | Year 37 | Year 38 | Year 39 | Year 40 | Year 41 | Year 42 | Year 43 | Year 44 | Year 45 | Year 46 | Year 47 | Year 48 | Year 49 | Year 50 | Year 51 | Year 52 | Year 53 | Year 54 | Year 55 | Year 56 | Year 57 | Year 58 | Year 59 | Year 60 | Year 61 | Year 62 | Year 63 | Year 64 | Year 65 | Year 66 | Year 67 | Year 68 | Year 69 | Year 70 | Year 71 | Year 72 | Year 73 | Year 74 | Year 75 | Year 76 | Year 77 | Year 78 | Year 79 | Year 80 | Year 81 | Year 82 | Year 83 | Year 84 | Year 85 | Year 86 | Year 87 | Year 88 | Year 89 | Year 90 | Year 91 | Year 92 | Year 93 | Year 94 | Year 95 | Year 96 | Year 97 | Year 98 | Year 99 | Year 100 | Year 101 | Year 102 | Year 103 | Year 104
58a | RESOURCE SIDE | bar: 1 Year 1 to 80 Year 80
58.1a | Options to increase raw water abstractions | [17 empty] | Total Mld for SDB component |  |  | 0 | 0 | 0 | 0 | 0 | 0 | 0 | 0 | 0 | 0 | 0 | 0 | 0 | 0 | 0 | 0 | 0 | 0 | 0 | 0 | 0 | 0 | 0 | 0 | 0 | 0 | 0 | 0 | 0 | 0 | 0 | 0 | 0 | 0 | 0 | 0 | 0 | 0 | 0 | 0 | 0 | 0 | 0 | 0 | 0 | 0 | 0 | 0 | 0 | 0 | 0 | 0 | 0 | 0 | 0 | 0 | 0 | 0 | 0 | 0 | 0 | 0 | 0 | 0 | 0 | 0 | 0 | 0 | 0 | 0 | 0 | 0 | 0 | 0 | 0 | 0 | 0 | 0 | 0 | 0 | 0 | 0 | 0 | 0 | 0 | 0 | 0 | 0 | 0 | 0 | 0 | 0 | 0 | 0 | 0 | 0 | 0 | 0 | 0 | 0 | 0 | 0 | 0 | 0
58.2a | Options to increase raw imports | [20 empty] | 0 | 0 | 0 | 0 | 0 | 0 | 0 | 0 | 0 | 0 | 0 | 0 | 0 | 0 | 0 | 0 | 0 | 0 | 0 | 0 | 0 | 0 | 0 | 0 | 0 | 0 | 0 | 0 | 0 | 0 | 0 | 0 | 0 | 0 | 0 | 0 | 0 | 0 | 0 | 0 | 0 | 0 | 0 | 0 | 0 | 0 | 0 | 0 | 0 | 0 | 0 | 0 | 0 | 0 | 0 | 0 | 0 | 0 | 0 | 0 | 0 | 0 | 0 | 0 | 0 | 0 | 0 | 0 | 0 | 0 | 0 | 0 | 0 | 0 | 0 | 0 | 0 | 0 | 0 | 0 | 0 | 0 | 0 | 0 | 0 | 0 | 0 | 0 | 0 | 0 | 0 | 0 | 0 | 0 | 0 | 0 | 0 | 0 | 0 | 0 | 0 | 0 | 0 | 0
58.3a | Options to increase potable imports | [20 empty] | 0 | 0 | 0 | 0 | 0 | 0 | 0 | 0 | 0 | 0 | 0 | 0 | 0 | 0 | 0 | 0 | 0 | 0 | 0 | 0 | 0 | 0 | 0 | 0 | 0 | 0 | 0 | 0 | 0 | 0 | 0 | 0 | 0 | 0 | 0 | 0 | 0 | 0 | 0 | 0 | 0 | 0 | 0 | 0 | 0 | 0 | 0 | 0 | 0 | 0 | 0 | 0 | 0 | 0 | 0 | 0 | 0 | 0 | 0 | 0 | 0 | 0 | 0 | 0 | 0 | 0 | 0 | 0 | 0 | 0 | 0 | 0 | 0 | 0 | 0 | 0 | 0 | 0 | 0 | 0 | 0 | 0 | 0 | 0 | 0 | 0 | 0 | 0 | 0 | 0 | 0 | 0 | 0 | 0 | 0 | 0 | 0 | 0 | 0 | 0 | 0 | 0 | 0 | 0
58.4a | Options to reduce raw water losses and operational use | [20 empty] | 0 | 0 | 0 | 0 | 0 | 0 | 0 | 0 | 0 | 0 | 0 | 0 | 0 | 0 | 0 | 0 | 0 | 0 | 0 | 0 | 0 | 0 | 0 | 0 | 0 | 0 | 0 | 0 | 0 | 0 | 0 | 0 | 0 | 0 | 0 | 0 | 0 | 0 | 0 | 0 | 0 | 0 | 0 | 0 | 0 | 0 | 0 | 0 | 0 | 0 | 0 | 0 | 0 | 0 | 0 | 0 | 0 | 0 | 0 | 0 | 0 | 0 | 0 | 0 | 0 | 0 | 0 | 0 | 0 | 0 | 0 | 0 | 0 | 0 | 0 | 0 | 0 | 0 | 0 | 0 | 0 | 0 | 0 | 0 | 0 | 0 | 0 | 0 | 0 | 0 | 0 | 0 | 0 | 0 | 0 | 0 | 0 | 0 | 0 | 0 | 0 | 0 | 0 | 0
58.5a | Options to reduce raw water exports | [20 empty] | 0 | 0 | 0 | 0 | 0 | 0 | 0 | 0 | 0 | 0 | 0 | 0 | 0 | 0 | 0 | 0 | 0 | 0 | 0 | 0 | 0 | 0 | 0 | 0 | 0 | 0 | 0 | 0 | 0 | 0 | 0 | 0 | 0 | 0 | 0 | 0 | 0 | 0 | 0 | 0 | 0 | 0 | 0 | 0 | 0 | 0 | 0 | 0 | 0 | 0 | 0 | 0 | 0 | 0 | 0 | 0 | 0 | 0 | 0 | 0 | 0 | 0 | 0 | 0 | 0 | 0 | 0 | 0 | 0 | 0 | 0 | 0 | 0 | 0 | 0 | 0 | 0 | 0 | 0 | 0 | 0 | 0 | 0 | 0 | 0 | 0 | 0 | 0 | 0 | 0 | 0 | 0 | 0 | 0 | 0 | 0 | 0 | 0 | 0 | 0 | 0 | 0 | 0 | 0
58.6a | Options to reduce potable water exports | [20 empty] | 0 | 0 | 0 | 0 | 0 | 0 | 0 | 0 | 0 | 0 | 0 | 0 | 0 | 0 | 0 | 0 | 0 | 0 | 0 | 0 | 0 | 0 | 0 | 0 | 0 | 0 | 0 | 0 | 0 | 0 | 0 | 0 | 0 | 0 | 0 | 0 | 0 | 0 | 0 | 0 | 0 | 0 | 0 | 0 | 0 | 0 | 0 | 0 | 0 | 0 | 0 | 0 | 0 | 0 | 0 | 0 | 0 | 0 | 0 | 0 | 0 | 0 | 0 | 0 | 0 | 0 | 0 | 0 | 0 | 0 | 0 | 0 | 0 | 0 | 0 | 0 | 0 | 0 | 0 | 0 | 0 | 0 | 0 | 0 | 0 | 0 | 0 | 0 | 0 | 0 | 0 | 0 | 0 | 0 | 0 | 0 | 0 | 0 | 0 | 0 | 0 | 0 | 0 | 0
58.7a | Other options to increase Deployable Output | [20 empty] | 0 | 0 | 0 | 0 | 0 | 0 | 0 | 0 | 0 | 0 | 0 | 0 | 0 | 0 | 0 | 0 | 0 | 0 | 0 | 0 | 0 | 0 | 0 | 0 | 0 | 0 | 0 | 0 | 0 | 0 | 0 | 0 | 0 | 0 | 0 | 0 | 0 | 0 | 0 | 0 | 0 | 0 | 0 | 0 | 0 | 0 | 0 | 0 | 0 | 0 | 0 | 0 | 0 | 0 | 0 | 0 | 0 | 0 | 0 | 0 | 0 | 0 | 0 | 0 | 0 | 0 | 0 | 0 | 0 | 0 | 0 | 0 | 0 | 0 | 0 | 0 | 0 | 0 | 0 | 0 | 0 | 0 | 0 | 0 | 0 | 0 | 0 | 0 | 0 | 0 | 0 | 0 | 0 | 0 | 0 | 0 | 0 | 0 | 0 | 0 | 0 | 0 | 0 | 0
59a | DISTRIBUTION SIDE | bar: 1 Year 1 to 80 Year 80
59.1a | Options to reduce Distribution Losses | [20 empty] | 0 | 0 | 0 | 0 | 0 | 0 | 0 | 0 | 0 | 0 | 0 | 0 | 0 | 0 | 0 | 0 | 0 | 0 | 0 | 0 | 0 | 0 | 0 | 0 | 0 | 0 | 0 | 0 | 0 | 0 | 0 | 0 | 0 | 0 | 0 | 0 | 0 | 0 | 0 | 0 | 0 | 0 | 0 | 0 | 0 | 0 | 0 | 0 | 0 | 0 | 0 | 0 | 0 | 0 | 0 | 0 | 0 | 0 | 0 | 0 | 0 | 0 | 0 | 0 | 0 | 0 | 0 | 0 | 0 | 0 | 0 | 0 | 0 | 0 | 0 | 0 | 0 | 0 | 0 | 0 | 0 | 0 | 0 | 0 | 0 | 0 | 0 | 0 | 0 | 0 | 0 | 0 | 0 | 0 | 0 | 0 | 0 | 0 | 0 | 0 | 0 | 0 | 0 | 0
58.1x | Active Leakage Control - Supply demand balance scenario | ALC1 | Active leakage management | N | 2020/21 | Capacity | 2.86 | 20298.5611 | 27771.414 | 1662.5985 | -5140.7783 | 7.5189 | 6424.7805 | 30725.5336 | 119.6796 | 151.368 | 3 | 3 | Gains in WAFU / Savings in demand | Input | Ml/d | 0 | 0 | 0.01 | 0.21 | 0.42 | 0.63 | 0.78 | 0.93 | 1.09 | 1.26 | 1.43 | 1.51 | 1.58 | 1.66 | 1.75 | 1.83 | 1.93 | 2.03 | 2.13 | 2.24 | 2.36 | 2.48 | 2.6 | 2.73 | 2.86 | 3 | 3 | 3 | 3 | 3 | 3 | 3 | 3 | 3 | 3 | 3 | 3 | 3 | 3 | 3 | 3 | 3 | 3 | 3 | 3 | 3 | 3 | 3 | 3 | 3 | 3 | 3 | 3 | 3 | 3 | 3 | 3 | 3 | 3 | 3 | 3 | 3 | 3 | 3 | 3 | 3 | 3 | 3 | 3 | 3 | 3 | 3 | 3 | 3 | 3 | 3 | 3 | 3 | 3 | 3
[19 empty] | Fixed capex | Input | £000s | 17.4161 | 17.488 | 19.0606 | 19.4542 | 19.8951 | 19.7413 | 20.1299 | 20.5679 | 21.0313 | 21.5908 | 21.0914 | 21.3908 | 21.7159 | 22.082 | 22.4995 | 23.0319 | 23.6451 | 24.4679 | 25.6394 | 26.8372 | 27.1696 | 27.4976 | 27.839 | 28.2075 | 28.6069 | 28.6069 | 28.6069 | 28.6069 | 28.6069 | 28.6069 | 28.6069 | 28.6069 | 28.6069 | 28.6069 | 28.6069 | 28.6069 | 28.6069 | 28.6069 | 28.6069 | 28.6069 | 28.6069 | 28.6069 | 28.6069 | 28.6069 | 28.6069 | 28.6069 | 28.6069 | 28.6069 | 28.6069 | 28.6069 | 28.6069 | 28.6069 | 28.6069 | 28.6069 | 28.6069 | 28.6069 | 28.6069 | 28.6069 | 28.6069 | 28.6069 | 28.6069 | 28.6069 | 28.6069 | 28.6069 | 28.6069 | 28.6069 | 28.6069 | 28.6069 | 28.6069 | 28.6069 | 28.6069 | 28.6069 | 28.6069 | 28.6069 | 28.6069 | 28.6069 | 28.6069 | 28.6069 | 28.6069 | 28.6069
[19 empty] | Variable capex | Input | £000s | 371.4561 | 374.1323 | 428.9418 | 461.0272 | 496.952 | 513.528 | 544.0411 | 578.4188 | 616.0963 | 659.9082 | 663.7813 | 686.1798 | 710.8562 | 738.4424 | 769.5758 | 807.2757 | 851.0066 | 906.9864 | 983.5706 | 1066.799 | 1109.4526 | 1154.7109 | 1203.2414 | 1255.693 | 1312.575 | 1312.575 | 1312.575 | 1312.575 | 1312.575 | 1312.575 | 1312.575 | 1312.575 | 1312.575 | 1312.575 | 1312.575 | 1312.575 | 1312.575 | 1312.575 | 1312.575 | 1312.575 | 1312.575 | 1312.575 | 1312.575 | 1312.575 | 1312.575 | 1312.575 | 1312.575 | 1312.575 | 1312.575 | 1312.575 | 1312.575 | 1312.575 | 1312.575 | 1312.575 | 1312.575 | 1312.575 | 1312.575 | 1312.575 | 1312.575 | 1312.575 | 1312.575 | 1312.575 | 1312.575 | 1312.575 | 1312.575 | 1312.575 | 1312.575 | 1312.575 | 1312.575 | 1312.575 | 1312.575 | 1312.575 | 1312.575 | 1312.575 | 1312.575 | 1312.575 | 1312.575 | 1312.575 | 1312.575 | 1312.575
[19 empty] | Financing costs | Input | £000s
[19 empty] | Fixed opex | Input | £000s
[19 empty] | Variable opex | Input | £000s | 41.2307 | 41.401 | 45.1239 | 46.0557 | 47.0996 | 46.7354 | 47.6554 | 48.6923 | 49.7893 | 51.1138 | 49.9316 | 50.6403 | 51.41 | 52.2767 | 53.2652 | 54.5255 | 55.9772 | 57.9251 | 60.6985 | 63.5341 | 64.321 | 65.0977 | 65.9058 | 66.7781 | 67.7238 | 67.7238 | 67.7238 | 67.7238 | 67.7238 | 67.7238 | 67.7238 | 67.7238 | 67.7238 | 67.7238 | 67.7238 | 67.7238 | 67.7238 | 67.7238 | 67.7238 | 67.7238 | 67.7238 | 67.7238 | 67.7238 | 67.7238 | 67.7238 | 67.7238 | 67.7238 | 67.7238 | 67.7238 | 67.7238 | 67.7238 | 67.7238 | 67.7238 | 67.7238 | 67.7238 | 67.7238 | 67.7238 | 67.7238 | 67.7238 | 67.7238 | 67.7238 | 67.7238 | 67.7238 | 67.7238 | 67.7238 | 67.7238 | 67.7238 | 67.7238 | 67.7238 | 67.7238 | 67.7238 | 67.7238 | 67.7238 | 67.7238 | 67.7238 | 67.7238 | 67.7238 | 67.7238 | 67.7238 | 67.7238
[19 empty] | Opex savings | Input | £000s | 0 | 0 | 0.92439 | 19.4122 | 38.8245 | 58.2367 | 72.1026 | 85.9685 | 100.7588 | 116.4735 | 132.1882 | 139.5833 | 146.054 | 153.4492 | 161.7687 | 169.1639 | 178.4078 | 187.6517 | 196.8956 | 207.064 | 218.1567 | 229.2494 | 240.3421 | 252.3592 | 264.3763 | 277.3178 | 277.3178 | 277.3178 | 277.3178 | 277.3178 | 277.3178 | 277.3178 | 277.3178 | 277.3178 | 277.3178 | 277.3178 | 277.3178 | 277.3178 | 277.3178 | 277.3178 | 277.3178 | 277.3178 | 277.3178 | 277.3178 | 277.3178 | 277.3178 | 277.3178 | 277.3178 | 277.3178 | 277.3178 | 277.3178 | 277.3178 | 277.3178 | 277.3178 | 277.3178 | 277.3178 | 277.3178 | 277.3178 | 277.3178 | 277.3178 | 277.3178 | 277.3178 | 277.3178 | 277.3178 | 277.3178 | 277.3178 | 277.3178 | 277.3178 | 277.3178 | 277.3178 | 277.3178 | 277.3178 | 277.3178 | 277.3178 | 277.3178 | 277.3178 | 277.3178 | 277.3178 | 277.3178 | 277.3178
[19 empty] | Fixed env & social | Input | £000s
[19 empty] | Variable env & social | Input | £000s | 0.20173 | 0.80839 | 12.1146 | 24.6922 | 38.7724 | 49.3092 | 61.1085 | 74.4007 | 89.1572 | 106.0826 | 113.7851 | 122.2872 | 131.7073 | 142.2079 | 154.0095 | 167.9982 | 184.2728 | 204.6783 | 232.0762 | 262.7031 | 281.5817 | 301.8916 | 323.7877 | 347.4584 | 373.13 | 373.13 | 373.13 | 373.13 | 373.13 | 373.13 | 373.13 | 373.13 | 373.13 | 373.13 | 373.13 | 373.13 | 373.13 | 373.13 | 373.13 | 373.13 | 373.13 | 373.13 | 373.13 | 373.13 | 373.13 | 373.13 | 373.13 | 373.13 | 373.13 | 373.13 | 373.13 | 373.13 | 373.13 | 373.13 | 373.13 | 373.13 | 373.13 | 373.13 | 373.13 | 373.13 | 373.13 | 373.13 | 373.13 | 373.13 | 373.13 | 373.13 | 373.13 | 373.13 | 373.13 | 373.13 | 373.13 | 373.13 | 373.13 | 373.13 | 373.13 | 373.13 | 373.13 | 373.13 | 373.13 | 373.13
[19 empty] | Fixed carbon costs | Input | £000s
[19 empty] | Variable carbon costs | Input | £000s | 0.36922 | 0.35821 | 0.37721 | 0.37199 | 0.36756 | 0.35238 | 0.34716 | 0.34272 | 0.33859 | 0.33584 | 0.31699 | 0.31061 | 0.30467 | 0.29933 | 0.29468 | 0.29145 | 0.28909 | 0.28903 | 0.29263 | 0.29594 | 0.28947 | 0.28306 | 0.27689 | 0.27106 | 0.26561 | 0.25663 | 0.24795 | 0.23956 | 0.23146 | 0.22363 | 0.24986 | 0.24258 | 0.23551 | 0.22866 | 0.222 | 0.21553 | 0.20925 | 0.20316 | 0.19724 | 0.1915 | 0.18592 | 0.1805 | 0.17525 | 0.17014 | 0.16519 | 0.16037 | 0.1557 | 0.15117 | 0.14677 | 0.14249 | 0.13834 | 0.13431 | 0.1304 | 0.1266 | 0.12291 | 0.11933 | 0.11586 | 0.11248 | 0.10921 | 0.10603 | 0.10294 | 0.09994 | 0.097029 | 0.094203 | 0.091459 | 0.088795 | 0.086209 | 0.083698 | 0.08126 | 0.078893 | 0.076596 | 0.074365 | 0.072199 | 0.070096 | 0.068054 | 0.095174 | 0.092853 | 0.090588 | 0.088379 | 0.086223
[19 empty] | Customer willingness to pay | Input | £000s
[19 empty] | Total | Sum of above (excl WAFU) | £000s | 430.6738 | 434.1879 | 506.5425 | 571.0136 | 641.9112 | 687.903 | 745.3848 | 808.391 | 877.1716 | 955.5048 | 981.0946 | 1020.3921 | 1062.0481 | 1108.7576 | 1161.4135 | 1222.2865 | 1293.5986 | 1381.9985 | 1499.173 | 1627.2333 | 1700.971 | 1778.7303 | 1861.3929 | 1950.7672 | 2046.6775 | 2059.6101 | 2059.6014 | 2059.593 | 2059.5849 | 2059.5771 | 2059.6033 | 2059.596 | 2059.589 | 2059.5821 | 2059.5754 | 2059.569 | 2059.5627 | 2059.5566 | 2059.5507 | 2059.5449 | 2059.5394 | 2059.5339 | 2059.5287 | 2059.5236 | 2059.5186 | 2059.5138 | 2059.5091 | 2059.5046 | 2059.5002 | 2059.4959 | 2059.4918 | 2059.4877 | 2059.4838 | 2059.48 | 2059.4764 | 2059.4728 | 2059.4693 | 2059.4659 | 2059.4626 | 2059.4595 | 2059.4564 | 2059.4534 | 2059.4505 | 2059.4476 | 2059.4449 | 2059.4422 | 2059.4396 | 2059.4371 | 2059.4347 | 2059.4323 | 2059.43 | 2059.4278 | 2059.4256 | 2059.4235 | 2059.4215 | 2059.4486 | 2059.4463 | 2059.444 | 2059.4418 | 2059.4397 | 0 | 0 | 0 | 0 | 0 | 0 | 0 | 0 | 0 | 0 | 0 | 0 | 0 | 0 | 0 | 0 | 0 | 0 | 0 | 0 | 0 | 0 | 0 | 0
58.1x | Active Leakage Control - National Infrustructure commision scenario | ALC2 | Active leakage management | Y | 2020/21 | Capacity | 15.7915 | 104850.0616 | 109583.3121 | 4496.283 | -26554.1445 | 19.3187 | 35673.8095 | 123218.5788 | 83.4768 | 117.5188 | 3 | 3 | Gains in WAFU / Savings in demand | Input | Ml/d | 0 | 0.084961 | 0.19381 | 0.32231 | 0.47042 | 0.63808 | 1.5315 | 2.4439 | 3.375 | 4.3249 | 5.2937 | 6.1594 | 7.0365 | 7.925 | 8.8245 | 9.735 | 10.369 | 11.0178 | 11.6814 | 12.3596 | 13.0523 | 13.7203 | 14.3995 | 15.0899 | 15.7915 | 16.504 | 16.504 | 16.504 | 16.504 | 16.504 | 16.504 | 16.504 | 16.504 | 16.504 | 16.504 | 16.504 | 16.504 | 16.504 | 16.504 | 16.504 | 16.504 | 16.504 | 16.504 | 16.504 | 16.504 | 16.504 | 16.504 | 16.504 | 16.504 | 16.504 | 16.504 | 16.504 | 16.504 | 16.504 | 16.504 | 16.504 | 16.504 | 16.504 | 16.504 | 16.504 | 16.504 | 16.504 | 16.504 | 16.504 | 16.504 | 16.504 | 16.504 | 16.504 | 16.504 | 16.504 | 16.504 | 16.504 | 16.504 | 16.504 | 16.504 | 16.504 | 16.504 | 16.504 | 16.504 | 16.504 | 2.7874 | 0.29636 | 0.29636
[19 empty] | Fixed capex | Input | £000s | 40.9296 | 41.159 | 41.394 | 41.6425 | 41.9052 | 46.9657 | 47.8499 | 48.8163 | 49.8816 | 51.0667 | 51.458 | 52.706 | 54.113 | 55.7331 | 57.6392 | 57.1795 | 59.035 | 61.298 | 64.2027 | 68.3775 | 76.5527 | 78.2421 | 80.1384 | 82.303 | 84.821 | 84.821 | 84.821 | 84.821 | 84.821 | 84.821 | 84.821 | 84.821 | 84.821 | 84.821 | 84.821 | 84.821 | 84.821 | 84.821 | 84.821 | 84.821 | 84.821 | 84.821 | 84.821 | 84.821 | 84.821 | 84.821 | 84.821 | 84.821 | 84.821 | 84.821 | 84.821 | 84.821 | 84.821 | 84.821 | 84.821 | 84.821 | 84.821 | 84.821 | 84.821 | 84.821 | 84.821 | 84.821 | 84.821 | 84.821 | 84.821 | 84.821 | 84.821 | 84.821 | 84.821 | 84.821 | 84.821 | 84.821 | 84.821 | 84.821 | 84.821 | 84.821 | 84.821 | 84.821 | 84.821 | 84.821 | 7.2429 | 2.0877 | 2.0877
[19 empty] | Variable capex | Input | £000s | 880.9122 | 897.1807 | 915.6924 | 936.6499 | 960.1043 | 1165.4689 | 1288.4132 | 1420.5698 | 1563.4189 | 1718.8607 | 1851.2452 | 2012.3321 | 2189.4565 | 2386.8734 | 2610.7377 | 2742.7999 | 2943.6291 | 3179.8357 | 3470.1039 | 3862.4611 | 4507.5641 | 4821.4262 | 5174.6751 | 5577.3272 | 6043.9213 | 6043.9213 | 6043.9213 | 6043.9213 | 6043.9213 | 6043.9213 | 6043.9213 | 6043.9213 | 6043.9213 | 6043.9213 | 6043.9213 | 6043.9213 | 6043.9213 | 6043.9213 | 6043.9213 | 6043.9213 | 6043.9213 | 6043.9213 | 6043.9213 | 6043.9213 | 6043.9213 | 6043.9213 | 6043.9213 | 6043.9213 | 6043.9213 | 6043.9213 | 6043.9213 | 6043.9213 | 6043.9213 | 6043.9213 | 6043.9213 | 6043.9213 | 6043.9213 | 6043.9213 | 6043.9213 | 6043.9213 | 6043.9213 | 6043.9213 | 6043.9213 | 6043.9213 | 6043.9213 | 6043.9213 | 6043.9213 | 6043.9213 | 6043.9213 | 6043.9213 | 6043.9213 | 6043.9213 | 6043.9213 | 6043.9213 | 6043.9213 | 6043.9213 | 6043.9213 | 6043.9213 | 6043.9213 | 6043.9213 | 621.9109 | 78.6602 | 78.6602
[19 empty] | Financing costs | Input | £000s
[19 empty] | Fixed opex | Input | £000s
[19 empty] | Variable opex | Input | £000s | 96.8963 | 97.4395 | 97.9957 | 98.584 | 99.206 | 111.1862 | 113.2794 | 115.5674 | 118.0894 | 120.8948 | 121.8213 | 124.7757 | 128.1066 | 131.942 | 136.4546 | 135.3661 | 139.7588 | 145.1164 | 151.993 | 161.8763 | 181.2302 | 185.2298 | 189.7189 | 194.8434 | 200.8046 | 200.8046 | 200.8046 | 200.8046 | 200.8046 | 200.8046 | 200.8046 | 200.8046 | 200.8046 | 200.8046 | 200.8046 | 200.8046 | 200.8046 | 200.8046 | 200.8046 | 200.8046 | 200.8046 | 200.8046 | 200.8046 | 200.8046 | 200.8046 | 200.8046 | 200.8046 | 200.8046 | 200.8046 | 200.8046 | 200.8046 | 200.8046 | 200.8046 | 200.8046 | 200.8046 | 200.8046 | 200.8046 | 200.8046 | 200.8046 | 200.8046 | 200.8046 | 200.8046 | 200.8046 | 200.8046 | 200.8046 | 200.8046 | 200.8046 | 200.8046 | 200.8046 | 200.8046 | 200.8046 | 200.8046 | 200.8046 | 200.8046 | 200.8046 | 200.8046 | 200.8046 | 200.8046 | 200.8046 | 200.8046 | 17.1468 | 4.9423 | 4.9423
[19 empty] | Opex savings | Input | £000s | 0 | 7.8538 | 17.9153 | 29.7945 | 43.4856 | 58.9837 | 141.5747 | 225.9077 | 311.9807 | 399.7923 | 489.3424 | 569.3686 | 650.4527 | 732.5787 | 815.7315 | 899.8964 | 958.4995 | 1018.476 | 1079.816 | 1142.5099 | 1206.5487 | 1268.2903 | 1331.0778 | 1394.9014 | 1459.752 | 1525.6207 | 1525.6207 | 1525.6207 | 1525.6207 | 1525.6207 | 1525.6207 | 1525.6207 | 1525.6207 | 1525.6207 | 1525.6207 | 1525.6207 | 1525.6207 | 1525.6207 | 1525.6207 | 1525.6207 | 1525.6207 | 1525.6207 | 1525.6207 | 1525.6207 | 1525.6207 | 1525.6207 | 1525.6207 | 1525.6207 | 1525.6207 | 1525.6207 | 1525.6207 | 1525.6207 | 1525.6207 | 1525.6207 | 1525.6207 | 1525.6207 | 1525.6207 | 1525.6207 | 1525.6207 | 1525.6207 | 1525.6207 | 1525.6207 | 1525.6207 | 1525.6207 | 1525.6207 | 1525.6207 | 1525.6207 | 1525.6207 | 1525.6207 | 1525.6207 | 1525.6207 | 1525.6207 | 1525.6207 | 1525.6207 | 1525.6207 | 1525.6207 | 1525.6207 | 1525.6207 | 1525.6207 | 1525.6207 | 88.6631 | 8.0439 | 8.0439
[19 empty] | Fixed env & social | Input | £000s
[19 empty] | Variable env & social | Input | £000s | 4.6944 | 10.7339 | 17.902 | 26.2145 | 35.6914 | 87.4593 | 142.7106 | 201.9202 | 265.6872 | 334.7833 | 400.6172 | 471.9981 | 550.0919 | 636.5454 | 733.8006 | 809.0881 | 894.6908 | 994.4606 | 1115.6664 | 1276.691 | 1526.6179 | 1674.0872 | 1840.122 | 2029.3409 | 2248.4993 | 2248.4993 | 2248.4993 | 2248.4993 | 2248.4993 | 2248.4993 | 2248.4993 | 2248.4993 | 2248.4993 | 2248.4993 | 2248.4993 | 2248.4993 | 2248.4993 | 2248.4993 | 2248.4993 | 2248.4993 | 2248.4993 | 2248.4993 | 2248.4993 | 2248.4993 | 2248.4993 | 2248.4993 | 2248.4993 | 2248.4993 | 2248.4993 | 2248.4993 | 2248.4993 | 2248.4993 | 2248.4993 | 2248.4993 | 2248.4993 | 2248.4993 | 2248.4993 | 2248.4993 | 2248.4993 | 2248.4993 | 2248.4993 | 2248.4993 | 2248.4993 | 2248.4993 | 2248.4993 | 2248.4993 | 2248.4993 | 2248.4993 | 2248.4993 | 2248.4993 | 2248.4993 | 2248.4993 | 2248.4993 | 2248.4993 | 2248.4993 | 2248.4993 | 2248.4993 | 2248.4993 | 2248.4993 | 2248.4993 | 254.7166 | 18.6663 | 18.6663
[19 empty] | Fixed carbon costs | Input | £000s
[19 empty] | Variable carbon costs | Input | £000s | 0.86771 | 0.84306 | 0.8192 | 0.79625 | 0.77418 | 0.83833 | 0.82523 | 0.81343 | 0.80307 | 0.79435 | 0.77337 | 0.76534 | 0.75919 | 0.75548 | 0.7549 | 0.72355 | 0.72177 | 0.7241 | 0.73276 | 0.75402 | 0.81562 | 0.80543 | 0.79706 | 0.7909 | 0.78754 | 0.76091 | 0.73517 | 0.71031 | 0.68629 | 0.66309 | 0.74084 | 0.71926 | 0.69831 | 0.67797 | 0.65822 | 0.63905 | 0.62044 | 0.60237 | 0.58482 | 0.56779 | 0.55125 | 0.5352 | 0.51961 | 0.50447 | 0.48978 | 0.47552 | 0.46167 | 0.44822 | 0.43516 | 0.42249 | 0.41018 | 0.39824 | 0.38664 | 0.37538 | 0.36444 | 0.35383 | 0.34352 | 0.33352 | 0.3238 | 0.31437 | 0.30522 | 0.29633 | 0.28769 | 0.27931 | 0.27118 | 0.26328 | 0.25561 | 0.24817 | 0.24094 | 0.23392 | 0.22711 | 0.22049 | 0.21407 | 0.20784 | 0.20178 | 0.2822 | 0.27531 | 0.2686 | 0.26205 | 0.25565 | 0.017748 | 0.0052436 | 0.0051157
[19 empty] | Customer willingness to pay | Input | £000s
[19 empty] | Total | Sum of above (excl WAFU) | £000s | 1024.3002 | 1055.21 | 1091.7185 | 1133.6815 | 1181.1666 | 1470.9022 | 1734.6529 | 2013.5949 | 2309.8608 | 2626.1921 | 2915.2575 | 3231.9458 | 3572.9798 | 3944.4281 | 4355.1186 | 4645.0536 | 4996.335 | 5399.9108 | 5882.5147 | 6512.6699 | 7499.3292 | 8028.081 | 8616.5292 | 9279.5069 | 10038.5857 | 10104.4277 | 10104.402 | 10104.3771 | 10104.3531 | 10104.3299 | 10104.4077 | 10104.3861 | 10104.3651 | 10104.3448 | 10104.3251 | 10104.3059 | 10104.2873 | 10104.2692 | 10104.2517 | 10104.2346 | 10104.2181 | 10104.202 | 10104.1864 | 10104.1713 | 10104.1566 | 10104.1423 | 10104.1285 | 10104.1151 | 10104.102 | 10104.0893 | 10104.077 | 10104.0651 | 10104.0535 | 10104.0422 | 10104.0313 | 10104.0207 | 10104.0104 | 10104.0003 | 10103.9906 | 10103.9812 | 10103.972 | 10103.9632 | 10103.9545 | 10103.9461 | 10103.938 | 10103.9301 | 10103.9224 | 10103.915 | 10103.9078 | 10103.9008 | 10103.8939 | 10103.8873 | 10103.8809 | 10103.8747 | 10103.8686 | 10103.949 | 10103.9421 | 10103.9354 | 10103.9289 | 10103.9225 | 989.6979 | 112.4056 | 112.4055 | 0 | 0 | 0 | 0 | 0 | 0 | 0 | 0 | 0 | 0 | 0 | 0 | 0 | 0 | 0 | 0 | 0 | 0 | 0 | 0 | 0
59.2a | Options to reduce Distribution System Operating Use (DSOU) losses | [20 empty] | 0 | 0 | 0 | 0 | 0 | 0 | 0 | 0 | 0 | 0 | 0 | 0 | 0 | 0 | 0 | 0 | 0 | 0 | 0 | 0 | 0 | 0 | 0 | 0 | 0 | 0 | 0 | 0 | 0 | 0 | 0 | 0 | 0 | 0 | 0 | 0 | 0 | 0 | 0 | 0 | 0 | 0 | 0 | 0 | 0 | 0 | 0 | 0 | 0 | 0 | 0 | 0 | 0 | 0 | 0 | 0 | 0 | 0 | 0 | 0 | 0 | 0 | 0 | 0 | 0 | 0 | 0 | 0 | 0 | 0 | 0 | 0 | 0 | 0 | 0 | 0 | 0 | 0 | 0 | 0 | 0 | 0 | 0 | 0 | 0 | 0 | 0 | 0 | 0 | 0 | 0 | 0 | 0 | 0 | 0 | 0 | 0 | 0 | 0 | 0 | 0 | 0 | 0 | 0
60a | PRODUCTION SIDE | bar: 1 Year 1 to 80 Year 80
60.1a | Options to reduce treatment works losses | [20 empty] | 0 | 0 | 0 | 0 | 0 | 0 | 0 | 0 | 0 | 0 | 0 | 0 | 0 | 0 | 0 | 0 | 0 | 0 | 0 | 0 | 0 | 0 | 0 | 0 | 0 | 0 | 0 | 0 | 0 | 0 | 0 | 0 | 0 | 0 | 0 | 0 | 0 | 0 | 0 | 0 | 0 | 0 | 0 | 0 | 0 | 0 | 0 | 0 | 0 | 0 | 0 | 0 | 0 | 0 | 0 | 0 | 0 | 0 | 0 | 0 | 0 | 0 | 0 | 0 | 0 | 0 | 0 | 0 | 0 | 0 | 0 | 0 | 0 | 0 | 0 | 0 | 0 | 0 | 0 | 0 | 0 | 0 | 0 | 0 | 0 | 0 | 0 | 0 | 0 | 0 | 0 | 0 | 0 | 0 | 0 | 0 | 0 | 0 | 0 | 0 | 0 | 0 | 0 | 0
60.2a | Options to reduce outage | [20 empty] | 0 | 0 | 0 | 0 | 0 | 0 | 0 | 0 | 0 | 0 | 0 | 0 | 0 | 0 | 0 | 0 | 0 | 0 | 0 | 0 | 0 | 0 | 0 | 0 | 0 | 0 | 0 | 0 | 0 | 0 | 0 | 0 | 0 | 0 | 0 | 0 | 0 | 0 | 0 | 0 | 0 | 0 | 0 | 0 | 0 | 0 | 0 | 0 | 0 | 0 | 0 | 0 | 0 | 0 | 0 | 0 | 0 | 0 | 0 | 0 | 0 | 0 | 0 | 0 | 0 | 0 | 0 | 0 | 0 | 0 | 0 | 0 | 0 | 0 | 0 | 0 | 0 | 0 | 0 | 0 | 0 | 0 | 0 | 0 | 0 | 0 | 0 | 0 | 0 | 0 | 0 | 0 | 0 | 0 | 0 | 0 | 0 | 0 | 0 | 0 | 0 | 0 | 0 | 0
61a | CUSTOMER SIDE | bar: 1 Year 1 to 80 Year 80
61.1a | Options to change volume delivered to measured non households | [20 empty] | 0 | 0 | 0 | 0 | 0 | 0 | 0 | 0 | 0 | 0 | 0 | 0 | 0 | 0 | 0 | 0 | 0 | 0 | 0 | 0 | 0 | 0 | 0 | 0 | 0 | 0 | 0 | 0 | 0 | 0 | 0 | 0 | 0 | 0 | 0 | 0 | 0 | 0 | 0 | 0 | 0 | 0 | 0 | 0 | 0 | 0 | 0 | 0 | 0 | 0 | 0 | 0 | 0 | 0 | 0 | 0 | 0 | 0 | 0 | 0 | 0 | 0 | 0 | 0 | 0 | 0 | 0 | 0 | 0 | 0 | 0 | 0 | 0 | 0 | 0 | 0 | 0 | 0 | 0 | 0 | 0 | 0 | 0 | 0 | 0 | 0 | 0 | 0 | 0 | 0 | 0 | 0 | 0 | 0 | 0 | 0 | 0 | 0 | 0 | 0 | 0 | 0 | 0 | 0
61.2a | Options to change volume delivered to unmeasured non households | [20 empty] | 0 | 0 | 0 | 0 | 0 | 0 | 0 | 0 | 0 | 0 | 0 | 0 | 0 | 0 | 0 | 0 | 0 | 0 | 0 | 0 | 0 | 0 | 0 | 0 | 0 | 0 | 0 | 0 | 0 | 0 | 0 | 0 | 0 | 0 | 0 | 0 | 0 | 0 | 0 | 0 | 0 | 0 | 0 | 0 | 0 | 0 | 0 | 0 | 0 | 0 | 0 | 0 | 0 | 0 | 0 | 0 | 0 | 0 | 0 | 0 | 0 | 0 | 0 | 0 | 0 | 0 | 0 | 0 | 0 | 0 | 0 | 0 | 0 | 0 | 0 | 0 | 0 | 0 | 0 | 0 | 0 | 0 | 0 | 0 | 0 | 0 | 0 | 0 | 0 | 0 | 0 | 0 | 0 | 0 | 0 | 0 | 0 | 0 | 0 | 0 | 0 | 0 | 0 | 0
61.3a | Options to change volume delivered to measured households | [20 empty] | 0 | 0 | 0 | 0 | 0 | 0 | 0 | 0 | 0 | 0 | 0 | 0 | 0 | 0 | 0 | 0 | 0 | 0 | 0 | 0 | 0 | 0 | 0 | 0 | 0 | 0 | 0 | 0 | 0 | 0 | 0 | 0 | 0 | 0 | 0 | 0 | 0 | 0 | 0 | 0 | 0 | 0 | 0 | 0 | 0 | 0 | 0 | 0 | 0 | 0 | 0 | 0 | 0 | 0 | 0 | 0 | 0 | 0 | 0 | 0 | 0 | 0 | 0 | 0 | 0 | 0 | 0 | 0 | 0 | 0 | 0 | 0 | 0 | 0 | 0 | 0 | 0 | 0 | 0 | 0 | 0 | 0 | 0 | 0 | 0 | 0 | 0 | 0 | 0 | 0 | 0 | 0 | 0 | 0 | 0 | 0 | 0 | 0 | 0 | 0 | 0 | 0 | 0 | 0
61.4a | Options to change volume delivered to unmeasured households | [20 empty] | 0 | 0 | 0 | 0 | 0 | 0 | 0 | 0 | 0 | 0 | 0 | 0 | 0 | 0 | 0 | 0 | 0 | 0 | 0 | 0 | 0 | 0 | 0 | 0 | 0 | 0 | 0 | 0 | 0 | 0 | 0 | 0 | 0 | 0 | 0 | 0 | 0 | 0 | 0 | 0 | 0 | 0 | 0 | 0 | 0 | 0 | 0 | 0 | 0 | 0 | 0 | 0 | 0 | 0 | 0 | 0 | 0 | 0 | 0 | 0 | 0 | 0 | 0 | 0 | 0 | 0 | 0 | 0 | 0 | 0 | 0 | 0 | 0 | 0 | 0 | 0 | 0 | 0 | 0 | 0 | 0 | 0 | 0 | 0 | 0 | 0 | 0 | 0 | 0 | 0 | 0 | 0 | 0 | 0 | 0 | 0 | 0 | 0 | 0 | 0 | 0 | 0 | 0 | 0
58.1x | Enhanced Metering |  | Metering other selective | Y | 2027-28 | Capacity | 1.1526 | 7620.1205 | 9791.2174 | 7369.0666 | -1929.8585 | 246.8226 | 4787.4516 | 20264.6998 | 199.8712 | 265.9367 | 3 | 3 | Gains in WAFU / Savings in demand | Input | Ml/d | 0.012908 | 0.039498 | 0.064377 | 1.1526 | 1.1134 | 1.0859 | 1.0401 | 1.0134 | 0.97869 | 0.93516 | 0.91136 | 0.87804 | 0.85589 | 0.82457 | 0.79419 | 0.76439 | 0.74438 | 0.71602 | 0.71602 | 0.71602 | 0.71602 | 0.71602 | 0.71602 | 0.71602 | 0.71602 | 0.71602 | 0.71602 | 0.71602 | 0.71602 | 0.71602 | 0.71602 | 0.71602 | 0.71602 | 0.71602 | 0.71602 | 0.71602 | 0.71602 | 0.71602 | 0.71602 | 0.71602 | 0.71602 | 0.71602 | 0.71602 | 0.71602 | 0.71602 | 0.71602 | 0.71602 | 0.71602 | 0.71602 | 0.71602 | 0.71602 | 0.71602 | 0.71602 | 0.71602 | 0.71602 | 0.71602 | 0.71602 | 0.71602 | 0.71602 | 0.71602 | 0.71602 | 0.71602 | 0.71602 | 0.71602 | 0.71602 | 0.71602 | 0.71602 | 0.71602 | 0.71602 | 0.71602 | 0.71602 | 0.71602 | 0.71602 | 0.71602 | 0.71602 | 0.71602 | 0.71602 | 0.71602 | 0.71602 | 0.71602 | 0 | 0 | 0 | 0 | 0 | 0 | 0 | 0 | 0 | 0 | 0 | 0 | 0 | 0 | 0 | 0 | 0 | 0 | 0 | 0 | 0 | 0 | 0 | 0
| This is a Hafren Dyfyrdwy company wide AIC calculation, and reflects the company wide costs and demand benefits | [17 empty] | Fixed capex | Input | £000s | 86.5681 | 182.9885 | 176.8918 | 5422.0935 | 0 | 0 | 0 | 0 | 0 | 0 | 21.0987 | 44.5987 | 43.1128 | 1321.4949 | 0 | 0 | 0 | 0 | 0 | 0 | 47.2612 | 99.9011 | 96.5727 | 2960.1486 | 0 | 0 | 0 | 0 | 0 | 0 | 21.0987 | 44.5987 | 43.1128 | 1321.4949 | 0 | 0 | 0 | 0 | 0 | 0 | 47.2612 | 99.9011 | 96.5727 | 2960.1486 | 0 | 0 | 0 | 0 | 0 | 0 | 21.0987 | 44.5987 | 43.1128 | 1321.4949 | 0 | 0 | 0 | 0 | 0 | 0 | 47.2612 | 99.9011 | 96.5727 | 2960.1486 | 0 | 0 | 0 | 0 | 0 | 0 | 21.0987 | 44.5987 | 43.1128 | 1321.4949 | 0 | 0 | 0 | 0 | 0 | 0 | 0 | 0 | 0 | 0 | 0 | 0 | 0 | 0 | 0 | 0 | 0 | 0 | 0 | 0 | 0 | 0 | 0 | 0 | 0 | 0 | 0 | 0 | 0 | 0
[19 empty] | Variable capex | Input | £000s | 0 | 0 | 0 | 0 | 0 | 0 | 0 | 0 | 0 | 0 | 0 | 0 | 0 | 0 | 0 | 0 | 0 | 0 | 0 | 0 | 0 | 0 | 0 | 0 | 0 | 0 | 0 | 0 | 0 | 0 | 0 | 0 | 0 | 0 | 0 | 0 | 0 | 0 | 0 | 0 | 0 | 0 | 0 | 0 | 0 | 0 | 0 | 0 | 0 | 0 | 0 | 0 | 0 | 0 | 0 | 0 | 0 | 0 | 0 | 0 | 0 | 0 | 0 | 0 | 0 | 0 | 0 | 0 | 0 | 0 | 0 | 0 | 0 | 0 | 0 | 0 | 0 | 0 | 0 | 0 | 0 | 0 | 0 | 0 | 0 | 0 | 0 | 0 | 0 | 0 | 0 | 0 | 0 | 0 | 0 | 0 | 0 | 0 | 0 | 0 | 0 | 0 | 0 | 0
[19 empty] | Financing costs | Input | £000s | 0 | 0 | 0 | 0 | 0 | 0 | 0 | 0 | 0 | 0 | 0 | 0 | 0 | 0 | 0 | 0 | 0 | 0 | 0 | 0 | 0 | 0 | 0 | 0 | 0 | 0 | 0 | 0 | 0 | 0 | 0 | 0 | 0 | 0 | 0 | 0 | 0 | 0 | 0 | 0 | 0 | 0 | 0 | 0 | 0 | 0 | 0 | 0 | 0 | 0 | 0 | 0 | 0 | 0 | 0 | 0 | 0 | 0 | 0 | 0 | 0 | 0 | 0 | 0 | 0 | 0 | 0 | 0 | 0 | 0 | 0 | 0 | 0 | 0 | 0 | 0 | 0 | 0 | 0 | 0 | 0 | 0 | 0 | 0 | 0 | 0 | 0 | 0 | 0 | 0 | 0 | 0 | 0 | 0 | 0 | 0 | 0 | 0 | 0 | 0 | 0 | 0 | 0 | 0
[19 empty] | Fixed opex | Input | £000s | 4.2197 | 13.1395 | 21.762 | 286.061 | 286.061 | 286.061 | 286.061 | 286.061 | 286.061 | 286.061 | 286.061 | 286.061 | 286.061 | 286.061 | 286.061 | 286.061 | 286.061 | 286.061 | 286.061 | 286.061 | 286.061 | 286.061 | 286.061 | 286.061 | 286.061 | 286.061 | 286.061 | 286.061 | 286.061 | 286.061 | 286.061 | 286.061 | 286.061 | 286.061 | 286.061 | 286.061 | 286.061 | 286.061 | 286.061 | 286.061 | 286.061 | 286.061 | 286.061 | 286.061 | 286.061 | 286.061 | 286.061 | 286.061 | 286.061 | 286.061 | 286.061 | 286.061 | 286.061 | 286.061 | 286.061 | 286.061 | 286.061 | 286.061 | 286.061 | 286.061 | 286.061 | 286.061 | 286.061 | 286.061 | 286.061 | 286.061 | 286.061 | 286.061 | 286.061 | 286.061 | 286.061 | 286.061 | 286.061 | 286.061 | 286.061 | 286.061 | 286.061 | 286.061 | 286.061 | 286.061
[19 empty] | Variable opex | Input | £000s | 0 | 0 | 0 | 0 | 0 | 0 | 0 | 0 | 0 | 0 | 0 | 0 | 0 | 0 | 0 | 0 | 0 | 0 | 0 | 0 | 0 | 0 | 0 | 0 | 0 | 0 | 0 | 0 | 0 | 0 | 0 | 0 | 0 | 0 | 0 | 0 | 0 | 0 | 0 | 0 | 0 | 0 | 0 | 0 | 0 | 0 | 0 | 0 | 0 | 0 | 0 | 0 | 0 | 0 | 0 | 0 | 0 | 0 | 0 | 0 | 0 | 0 | 0 | 0 | 0 | 0 | 0 | 0 | 0 | 0 | 0 | 0 | 0 | 0 | 0 | 0 | 0 | 0 | 0 | 0 | 0 | 0 | 0 | 0 | 0 | 0 | 0 | 0 | 0 | 0 | 0 | 0 | 0 | 0 | 0 | 0 | 0 | 0 | 0 | 0 | 0 | 0 | 0 | 0
[19 empty] | Opex savings | Input | £000s | 1.1932 | 3.6512 | 5.951 | 106.5474 | 102.9247 | 100.3841 | 96.1454 | 93.6741 | 90.4693 | 86.4451 | 84.2459 | 81.1652 | 79.1179 | 76.2223 | 73.4148 | 70.6597 | 68.8102 | 66.1879 | 66.1879 | 66.1879 | 66.1879 | 66.1879 | 66.1879 | 66.1879 | 66.1879 | 66.1879 | 66.1879 | 66.1879 | 66.1879 | 66.1879 | 66.1879 | 66.1879 | 66.1879 | 66.1879 | 66.1879 | 66.1879 | 66.1879 | 66.1879 | 66.1879 | 66.1879 | 66.1879 | 66.1879 | 66.1879 | 66.1879 | 66.1879 | 66.1879 | 66.1879 | 66.1879 | 66.1879 | 66.1879 | 66.1879 | 66.1879 | 66.1879 | 66.1879 | 66.1879 | 66.1879 | 66.1879 | 66.1879 | 66.1879 | 66.1879 | 66.1879 | 66.1879 | 66.1879 | 66.1879 | 66.1879 | 66.1879 | 66.1879 | 66.1879 | 66.1879 | 66.1879 | 66.1879 | 66.1879 | 66.1879 | 66.1879 | 66.1879 | 66.1879 | 66.1879 | 66.1879 | 66.1879 | 66.1879 | 0 | 0 | 0 | 0 | 0 | 0 | 0 | 0 | 0 | 0 | 0 | 0 | 0 | 0 | 0 | 0 | 0 | 0 | 0 | 0 | 0 | 0 | 0 | 0
[19 empty] | Fixed env & social | Input | £000s | 41.8219 | 88.4036 | 85.4582 | 2619.4672 | 0 | 0 | 0 | 0 | 0 | 0 | 0 | 0 | 0 | 0 | 0 | 0 | 0 | 0 | 0 | 0 | 26.9811 | 57.0328 | 55.1326 | 1689.9277 | 0 | 0 | 0 | 0 | 0 | 0 | 0 | 0 | 0 | 0 | 0 | 0 | 0 | 0 | 0 | 0 | 26.9811 | 57.0328 | 55.1326 | 1689.9277 | 0 | 0 | 0 | 0 | 0 | 0 | 0 | 0 | 0 | 0 | 0 | 0 | 0 | 0 | 0 | 0 | 26.9811 | 57.0328 | 55.1326 | 1689.9277 | 0 | 0 | 0 | 0 | 0 | 0 | 0 | 0 | 0 | 0 | 0 | 0 | 0 | 0 | 0 | 0 | 0 | 0 | 0 | 0 | 0 | 0 | 0 | 0 | 0 | 0 | 0 | 0 | 0 | 0 | 0 | 0 | 0 | 0 | 0 | 0 | 0 | 0 | 0 | 0
[19 empty] | Variable env & social | Input | £000s | 0 | 1 | 2 | 3 | 4 | 5 | 6 | 7 | 8 | 9 | 10 | 11 | 12 | 13 | 14 | 15 | 16 | 17 | 18 | 19 | 20 | 21 | 22 | 23 | 24 | 25 | 26 | 27 | 28 | 29 | 30 | 31 | 32 | 33 | 34 | 35 | 36 | 37 | 38 | 39 | 40 | 41 | 42 | 43 | 44 | 45 | 46 | 47 | 48 | 49 | 50 | 51 | 52 | 53 | 54 | 55 | 56 | 57 | 58 | 59 | 60 | 61 | 62 | 63 | 64 | 65 | 66 | 67 | 68 | 69 | 70 | 71 | 72 | 73 | 74 | 75 | 76 | 77 | 78 | 79 | 0 | 0 | 0 | 0 | 0 | 0 | 0 | 0 | 0 | 0 | 0 | 0 | 0 | 0 | 0 | 0 | 0 | 0 | 0 | 0 | 0 | 0 | 0 | 0
[19 empty] | Fixed carbon costs | Input | £000s | 2.539 | 5.367 | 5.1882 | 159.0283 | 0 | 0 | 0 | 0 | 0 | 0 | 0 | 0 | 0 | 0 | 0 | 0 | 0 | 0 | 0 | 0 | 1.6028 | 3.3881 | 3.2752 | 100.3914 | 0 | 0 | 0 | 0 | 0 | 0 | 0 | 0 | 0 | 0 | 0 | 0 | 0 | 0 | 0 | 0 | 1.6028 | 3.3881 | 3.2752 | 100.3914 | 0 | 0 | 0 | 0 | 0 | 0 | 0 | 0 | 0 | 0 | 0 | 0 | 0 | 0 | 0 | 0 | 1.6028 | 3.3881 | 3.2752 | 100.3914 | 0 | 0 | 0 | 0 | 0 | 0 | 0 | 0 | 0 | 0 | 0 | 0 | 0 | 0 | 0 | 0 | 0 | 0 | 0 | 0 | 0 | 0 | 0 | 0 | 0 | 0 | 0 | 0 | 0 | 0 | 0 | 0 | 0 | 0 | 0 | 0 | 0 | 0 | 0 | 0
[19 empty] | Variable carbon costs | Input | £000s | 0 | 0 | 0 | 0 | 0 | 0 | 0 | 0 | 0 | 0 | 0 | 0 | 0 | 0 | 0 | 0 | 0 | 0 | 0 | 0 | 0 | 0 | 0 | 0 | 0 | 0 | 0 | 0 | 0 | 0 | 0 | 0 | 0 | 0 | 0 | 0 | 0 | 0 | 0 | 0 | 0 | 0 | 0 | 0 | 0 | 0 | 0 | 0 | 0 | 0 | 0 | 0 | 0 | 0 | 0 | 0 | 0 | 0 | 0 | 0 | 0 | 0 | 0 | 0 | 0 | 0 | 0 | 0 | 0 | 0 | 0 | 0 | 0 | 0 | 0 | 0 | 0 | 0 | 0 | 0 | 0 | 0 | 0 | 0 | 0 | 0 | 0 | 0 | 0 | 0 | 0 | 0 | 0 | 0 | 0 | 0 | 0 | 0 | 0 | 0 | 0 | 0 | 0 | 0
[19 empty] | Customer willingness to pay | Input | £000s | 0 | 0 | 0 | 0 | 0 | 0 | 0 | 0 | 0 | 0 | 0 | 0 | 0 | 0 | 0 | 0 | 0 | 0 | 0 | 0 | 0 | 0 | 0 | 0 | 0 | 0 | 0 | 0 | 0 | 0 | 0 | 0 | 0 | 0 | 0 | 0 | 0 | 0 | 0 | 0 | 0 | 0 | 0 | 0 | 0 | 0 | 0 | 0 | 0 | 0 | 0 | 0 | 0 | 0 | 0 | 0 | 0 | 0 | 0 | 0 | 0 | 0 | 0 | 0 | 0 | 0 | 0 | 0 | 0 | 0 | 0 | 0 | 0 | 0 | 0 | 0 | 0 | 0 | 0 | 0 | 0 | 0 | 0 | 0 | 0 | 0 | 0 | 0 | 0 | 0 | 0 | 0 | 0 | 0 | 0 | 0 | 0 | 0 | 0 | 0 | 0 | 0 | 0 | 0
[19 empty] | Total | Sum of above (excl WAFU) | £000s: £000s; 0: 0; 0: 0; 0: 0; 0: 0; 0: 0; 0: 0; 0: 0; 0: 0; 0: 0; 0: 0; 0: 0; 0: 0; 0: 0; 0: 0; 0: 0; 0: 0; 0: 0; 0: 0; 0: 0; 0: 0; 0: 0; 0: 0; 0: 0; 0: 0
61.5a | Options to reduce water taken unbilled | [20 empty] | 0 | 0 | 0 | 0 | 0 | 0 | 0 | 0 | 0 | 0 | 0 | 0 | 0 | 0 | 0 | 0 | 0 | 0 | 0 | 0 | 0 | 0 | 0 | 0 | 0 | 0 | 0 | 0 | 0 | 0 | 0 | 0 | 0 | 0 | 0 | 0 | 0 | 0 | 0 | 0 | 0 | 0 | 0 | 0 | 0 | 0 | 0 | 0 | 0 | 0 | 0 | 0 | 0 | 0 | 0 | 0 | 0 | 0 | 0 | 0 | 0 | 0 | 0 | 0 | 0 | 0 | 0 | 0 | 0 | 0 | 0 | 0 | 0 | 0 | 0 | 0 | 0 | 0 | 0 | 0 | 0 | 0 | 0 | 0 | 0 | 0 | 0 | 0 | 0 | 0 | 0 | 0 | 0 | 0 | 0 | 0 | 0 | 0 | 0 | 0 | 0 | 0 | 0 | 0
61.6a | Options impacting on measured Non Household - USPL | [20 empty] | 0 | 0 | 0 | 0 | 0 | 0 | 0 | 0 | 0 | 0 | 0 | 0 | 0 | 0 | 0 | 0 | 0 | 0 | 0 | 0 | 0 | 0 | 0 | 0 | 0 | 0 | 0 | 0 | 0 | 0 | 0 | 0 | 0 | 0 | 0 | 0 | 0 | 0 | 0 | 0 | 0 | 0 | 0 | 0 | 0 | 0 | 0 | 0 | 0 | 0 | 0 | 0 | 0 | 0 | 0 | 0 | 0 | 0 | 0 | 0 | 0 | 0 | 0 | 0 | 0 | 0 | 0 | 0 | 0 | 0 | 0 | 0 | 0 | 0 | 0 | 0 | 0 | 0 | 0 | 0 | 0 | 0 | 0 | 0 | 0 | 0 | 0 | 0 | 0 | 0 | 0 | 0 | 0 | 0 | 0 | 0 | 0 | 0 | 0 | 0 | 0 | 0 | 0 | 0
61.7a | Options impacting on unmeasured Non Household - USPL | [20 empty] | 0 | 0 | 0 | 0 | 0 | 0 | 0 | 0 | 0 | 0 | 0 | 0 | 0 | 0 | 0 | 0 | 0 | 0 | 0 | 0 | 0 | 0 | 0 | 0 | 0 | 0 | 0 | 0 | 0 | 0 | 0 | 0 | 0 | 0 | 0 | 0 | 0 | 0 | 0 | 0 | 0 | 0 | 0 | 0 | 0 | 0 | 0 | 0 | 0 | 0 | 0 | 0 | 0 | 0 | 0 | 0 | 0 | 0 | 0 | 0 | 0 | 0 | 0 | 0 | 0 | 0 | 0 | 0 | 0 | 0 | 0 | 0 | 0 | 0 | 0 | 0 | 0 | 0 | 0 | 0 | 0 | 0 | 0 | 0 | 0 | 0 | 0 | 0 | 0 | 0 | 0 | 0 | 0 | 0 | 0 | 0 | 0 | 0 | 0 | 0 | 0 | 0 | 0 | 0
61.8a | Options impacting on measured Household - USPL | [20 empty] | 0 | 0 | 0 | 0 | 0 | 0 | 0 | 0 | 0 | 0 | 0 | 0 | 0 | 0 | 0 | 0 | 0 | 0 | 0 | 0 | 0 | 0 | 0 | 0 | 0 | 0 | 0 | 0 | 0 | 0 | 0 | 0 | 0 | 0 | 0 | 0 | 0 | 0 | 0 | 0 | 0 | 0 | 0 | 0 | 0 | 0 | 0 | 0 | 0 | 0 | 0 | 0 | 0 | 0 | 0 | 0 | 0 | 0 | 0 | 0 | 0 | 0 | 0 | 0 | 0 | 0 | 0 | 0 | 0 | 0 | 0 | 0 | 0 | 0 | 0 | 0 | 0 | 0 | 0 | 0 | 0 | 0 | 0 | 0 | 0 | 0 | 0 | 0 | 0 | 0 | 0 | 0 | 0 | 0 | 0 | 0 | 0 | 0 | 0 | 0 | 0 | 0 | 0 | 0
61.9a | Options impacting on unmeasured Household - USPL | [20 empty] | 0 | 0 | 0 | 0 | 0 | 0 | 0 | 0 | 0 | 0 | 0 | 0 | 0 | 0 | 0 | 0 | 0 | 0 | 0 | 0 | 0 | 0 | 0 | 0 | 0 | 0 | 0 | 0 | 0 | 0 | 0 | 0 | 0 | 0 | 0 | 0 | 0 | 0 | 0 | 0 | 0 | 0 | 0 | 0 | 0 | 0 | 0 | 0 | 0 | 0 | 0 | 0 | 0 | 0 | 0 | 0 | 0 | 0 | 0 | 0 | 0 | 0 | 0 | 0 | 0 | 0 | 0 | 0 | 0 | 0 | 0 | 0 | 0 | 0 | 0 | 0 | 0 | 0 | 0 | 0 | 0 | 0 | 0 | 0 | 0 | 0 | 0 | 0 | 0 | 0 | 0 | 0 | 0 | 0 | 0 | 0 | 0 | 0 | 0 | 0 | 0 | 0 | 0 | 0
58.1x | Enhanced Metering |  | Metering other selective | Y | 2027-28 | Capacity | 0.74565 | 4319.3396 | 3413.0105 | 3460.9637 | -1071.3611 | 100.2411 | 2072.4578 | 7975.312 | 134.3403 | 184.6419 | 3 | 3 | Gains in WAFU / Savings in demand | Input | Ml/d | 0.0010784 | 0.0033404 | 0.0053075 | 0.74565 | 0.70685 | 0.67694 | 0.64798 | 0.62 | 0.59292 | 0.56671 | 0.54139 | 0.51688 | 0.49315 | 0.47024 | 0.44806 | 0.42659 | 0.40586 | 0.3858 | 0.3858 | 0.3858 | 0.3858 | 0.3858 | 0.3858 | 0.3858 | 0.3858 | 0.3858 | 0.3858 | 0.3858 | 0.3858 | 0.3858 | 0.3858 | 0.3858 | 0.3858 | 0.3858 | 0.3858 | 0.3858 | 0.3858 | 0.3858 | 0.3858 | 0.3858 | 0.3858 | 0.3858 | 0.3858 | 0.3858 | 0.3858 | 0.3858 | 0.3858 | 0.3858 | 0.3858 | 0.3858 | 0.3858 | 0.3858 | 0.3858 | 0.3858 | 0.3858 | 0.3858 | 0.3858 | 0.3858 | 0.3858 | 0.3858 | 0.3858 | 0.3858 | 0.3858 | 0.3858 | 0.3858 | 0.3858 | 0.3858 | 0.3858 | 0.3858 | 0.3858 | 0.3858 | 0.3858 | 0.3858 | 0.3858 | 0.3858 | 0.3858 | 0.3858 | 0.3858 | 0.3858 | 0.3858 | 0 | 0 | 0 | 0 | 0 | 0 | 0 | 0 | 0 | 0 | 0 | 0 | 0 | 0 | 0 | 0 | 0 | 0 | 0 | 0 | 0 | 0 | 0 | 0
| This is a Hafren Dyfyrdwy company wide AIC calculation, and reflects the company wide costs and demand benefits | [17 empty] | Fixed capex | Input | £000s | 16.329 | 34.5165 | 33.3665 | 1929.0957 | 0 | 0 | 0 | 0 | 0 | 0 | 0 | 0 | 0 | 0 | 0 | 4.2581 | 9.0008 | 8.7009 | 503.048 | 0 | 8.8316 | 18.6684 | 18.0464 | 1043.3587 | 0 | 0 | 0 | 0 | 0 | 0 | 4.2581 | 9.0008 | 8.7009 | 503.048 | 0 | 0 | 0 | 0 | 0 | 0 | 8.8316 | 18.6684 | 18.0464 | 1043.3587 | 0 | 4.2581 | 9.0008 | 8.7009 | 503.048 | 0 | 0 | 0 | 0 | 0 | 0 | 0 | 0 | 0 | 0 | 0 | 13.0897 | 27.6692 | 26.7473 | 1546.4067 | 0 | 0 | 0 | 0 | 0 | 0 | 0 | 0 | 0 | 0 | 0 | 4.2581 | 9.0008 | 8.7009 | 503.048 | 0 | 0 | 0 | 0 | 0 | 0 | 0 | 0 | 0 | 0 | 0 | 0 | 0 | 0 | 0 | 0 | 0 | 0 | 0 | 0 | 0 | 0 | 0 | 0 | 0
[19 empty] | Variable capex | Input | £000s | 0 | 0 | 0 | 0 | 0 | 0 | 0 | 0 | 0 | 0 | 0 | 0 | 0 | 0 | 0 | 0 | 0 | 0 | 0 | 0 | 0 | 0 | 0 | 0 | 0 | 0 | 0 | 0 | 0 | 0 | 0 | 0 | 0 | 0 | 0 | 0 | 0 | 0 | 0 | 0 | 0 | 0 | 0 | 0 | 0 | 0 | 0 | 0 | 0 | 0 | 0 | 0 | 0 | 0 | 0 | 0 | 0 | 0 | 0 | 0 | 0 | 0 | 0 | 0 | 0 | 0 | 0 | 0 | 0 | 0 | 0 | 0 | 0 | 0 | 0 | 0 | 0 | 0 | 0 | 0 | 0 | 0 | 0 | 0 | 0 | 0 | 0 | 0 | 0 | 0 | 0 | 0 | 0 | 0 | 0 | 0 | 0 | 0 | 0 | 0 | 0 | 0 | 0 | 0
[19 empty] | Financing costs | Input | £000s | 0 | 0 | 0 | 0 | 0 | 0 | 0 | 0 | 0 | 0 | 0 | 0 | 0 | 0 | 0 | 0 | 0 | 0 | 0 | 0 | 0 | 0 | 0 | 0 | 0 | 0 | 0 | 0 | 0 | 0 | 0 | 0 | 0 | 0 | 0 | 0 | 0 | 0 | 0 | 0 | 0 | 0 | 0 | 0 | 0 | 0 | 0 | 0 | 0 | 0 | 0 | 0 | 0 | 0 | 0 | 0 | 0 | 0 | 0 | 0 | 0 | 0 | 0 | 0 | 0 | 0 | 0 | 0 | 0 | 0 | 0 | 0 | 0 | 0 | 0 | 0 | 0 | 0 | 0 | 0 | 0 | 0 | 0 | 0 | 0 | 0 | 0 | 0 | 0 | 0 | 0 | 0 | 0 | 0 | 0 | 0 | 0 | 0 | 0 | 0 | 0 | 0 | 0 | 0
[19 empty] | Fixed opex | Input | £000s | 0.21079 | 1.3941 | 3.3605 | 77.3988 | 162.0616 | 159.1324 | 156.2957 | 153.5533 | 150.8981 | 148.3265 | 145.8409 | 143.4337 | 141.1034 | 138.8514 | 136.6703 | 134.558 | 132.517 | 130.5408 | 130.5408 | 130.5408 | 130.5408 | 130.5408 | 130.5408 | 130.5408 | 130.5408 | 130.5408 | 130.5408 | 130.5408 | 130.5408 | 130.5408 | 130.5408 | 130.5408 | 130.5408 | 130.5408 | 130.5408 | 130.5408 | 130.5408 | 130.5408 | 130.5408 | 130.5408 | 130.5408 | 130.5408 | 130.5408 | 130.5408 | 130.5408 | 130.5408 | 130.5408 | 130.5408 | 130.5408 | 130.5408 | 130.5408 | 130.5408 | 130.5408 | 130.5408 | 130.5408 | 130.5408 | 130.5408 | 130.5408 | 130.5408 | 130.5408 | 130.5408 | 130.5408 | 130.5408 | 130.5408 | 130.5408 | 130.5408 | 130.5408 | 130.5408 | 130.5408 | 130.5408 | 130.5408 | 130.5408 | 130.5408 | 130.5408 | 130.5408 | 130.5408 | 130.5408 | 130.5408 | 130.5408 | 130.5408
[19 empty] | Variable opex | Input | £000s | 0 | 0 | 0 | 0 | 0 | 0 | 0 | 0 | 0 | 0 | 0 | 0 | 0 | 0 | 0 | 0 | 0 | 0 | 0 | 0 | 0 | 0 | 0 | 0 | 0 | 0 | 0 | 0 | 0 | 0 | 0 | 0 | 0 | 0 | 0 | 0 | 0 | 0 | 0 | 0 | 0 | 0 | 0 | 0 | 0 | 0 | 0 | 0 | 0 | 0 | 0 | 0 | 0 | 0 | 0 | 0 | 0 | 0 | 0 | 0 | 0 | 0 | 0 | 0 | 0 | 0 | 0 | 0 | 0 | 0 | 0 | 0 | 0 | 0 | 0 | 0 | 0 | 0 | 0 | 0 | 0 | 0 | 0 | 0 | 0 | 0 | 0 | 0 | 0 | 0 | 0 | 0 | 0 | 0 | 0 | 0 | 0 | 0 | 0 | 0 | 0 | 0 | 0 | 0
[19 empty] | Opex savings | Input | £000s | 0.034304 | 0.10625 | 0.16882 | 67.6108 | 64.5 | 61.7347 | 59.0579 | 56.4715 | 53.9683 | 51.5453 | 49.2045 | 46.9386 | 44.7457 | 42.6277 | 40.5775 | 38.5929 | 36.6765 | 34.822 | 34.822 | 34.822 | 34.822 | 34.822 | 34.822 | 34.822 | 34.822 | 34.822 | 34.822 | 34.822 | 34.822 | 34.822 | 34.822 | 34.822 | 34.822 | 34.822 | 34.822 | 34.822 | 34.822 | 34.822 | 34.822 | 34.822 | 34.822 | 34.822 | 34.822 | 34.822 | 34.822 | 34.822 | 34.822 | 34.822 | 34.822 | 34.822 | 34.822 | 34.822 | 34.822 | 34.822 | 34.822 | 34.822 | 34.822 | 34.822 | 34.822 | 34.822 | 34.822 | 34.822 | 34.822 | 34.822 | 34.822 | 34.822 | 34.822 | 34.822 | 34.822 | 34.822 | 34.822 | 34.822 | 34.822 | 34.822 | 34.822 | 34.822 | 34.822 | 34.822 | 34.822 | 34.822 | 0 | 0 | 0 | 0 | 0 | 0 | 0 | 0 | 0 | 0 | 0 | 0 | 0 | 0 | 0 | 0 | 0 | 0 | 0 | 0 | 0 | 0 | 0 | 0
[19 empty] | Fixed env & social | Input | £000s | 0 | 0 | 0 | 0 | 0 | 0 | 0 | 0 | 0 | 0 | 0 | 0 | 0 | 0 | 0 | 0 | 0 | 0 | 0 | 0 | 0 | 0 | 0 | 0 | 0 | 0 | 0 | 0 | 0 | 0 | 0 | 0 | 0 | 0 | 0 | 0 | 0 | 0 | 0 | 0 | 0 | 0 | 0 | 0 | 0 | 0 | 0 | 0 | 0 | 0 | 0 | 0 | 0 | 0 | 0 | 0 | 0 | 0 | 0 | 0 | 0 | 0 | 0 | 0 | 0 | 0 | 0 | 0 | 0 | 0 | 0 | 0 | 0 | 0 | 0 | 0 | 0 | 0 | 0 | 0 | 0 | 0 | 0 | 0 | 0 | 0 | 0 | 0 | 0 | 0 | 0 | 0 | 0 | 0 | 0 | 0 | 0 | 0 | 0 | 0 | 0 | 0 | 0 | 0
[19 empty] | Variable env & social | Input | £000s | 12.7073 | 26.8895 | 26.0519 | 1490.1564 | 10.0375 | 9.6214 | 9.2184 | 8.8289 | 8.4516 | 8.0863 | 7.7332 | 7.3913 | 7.0602 | 6.7403 | 6.4305 | 6.1304 | 5.8405 | 5.5598 | 5.5598 | 5.5598 | 10.5315 | 16.069 | 15.7189 | 585.8349 | 5.5598 | 5.5598 | 5.5598 | 5.5598 | 5.5598 | 5.5598 | 5.5598 | 5.5598 | 5.5598 | 5.5598 | 5.5598 | 5.5598 | 5.5598 | 5.5598 | 5.5598 | 5.5598 | 10.5315 | 16.069 | 15.7189 | 585.8349 | 5.5598 | 5.5598 | 5.5598 | 5.5598 | 5.5598 | 5.5598 | 5.5598 | 5.5598 | 5.5598 | 5.5598 | 5.5598 | 5.5598 | 5.5598 | 5.5598 | 5.5598 | 5.5598 | 10.5315 | 16.069 | 15.7189 | 585.8349 | 5.5598 | 5.5598 | 5.5598 | 5.5598 | 5.5598 | 5.5598 | 5.5598 | 5.5598 | 5.5598 | 5.5598 | 5.5598 | 5.5598 | 5.5598 | 5.5598 | 5.5598 | 5.5598 | 0 | 0 | 0 | 0 | 0 | 0 | 0 | 0 | 0 | 0 | 0 | 0 | 0 | 0 | 0 | 0 | 0 | 0 | 0 | 0 | 0 | 0 | 0 | 0
[19 empty] | Fixed carbon costs | Input | £000s | 0.46271 | 0.94627 | 0.88628 | 90.5834 | 0.41852 | 0.3876 | 0.3588 | 0.33201 | 0.30707 | 0.28386 | 0.26227 | 0.24219 | 0.22352 | 0.20617 | 0.19004 | 0.17504 | 0.16111 | 0.14818 | 0.14317 | 0.13833 | 0.21094 | 0.28699 | 0.2722 | 18.6513 | 0.11647 | 0.11253 | 0.10872 | 0.10505 | 0.10149 | 0.098063 | 0.10956 | 0.10637 | 0.10327 | 0.10026 | 0.097344 | 0.094509 | 0.091756 | 0.089083 | 0.086489 | 0.08397 | 0.12867 | 0.17591 | 0.16765 | 11.5435 | 0.072433 | 0.070323 | 0.068275 | 0.066286 | 0.064356 | 0.062481 | 0.060661 | 0.058895 | 0.057179 | 0.055514 | 0.053897 | 0.052327 | 0.050803 | 0.049323 | 0.047887 | 0.046492 | 0.071242 | 0.097396 | 0.092826 | 6.3914 | 0.040104 | 0.038936 | 0.037802 | 0.036701 | 0.035632 | 0.034594 | 0.033587 | 0.032609 | 0.031659 | 0.030737 | 0.029841 | 0.041733 | 0.040716 | 0.039722 | 0.038754 | 0.037808 | 0 | 0 | 0 | 0 | 0 | 0 | 0 | 0 | 0 | 0 | 0 | 0 | 0 | 0 | 0 | 0 | 0 | 0 | 0 | 0 | 0 | 0 | 0 | 0
[19 empty] | Variable carbon costs | Input | £000s | 0 | 0 | 0 | 0 | 0 | 0 | 0 | 0 | 0 | 0 | 0 | 0 | 0 | 0 | 0 | 0 | 0 | 0 | 0 | 0 | 0 | 0 | 0 | 0 | 0 | 0 | 0 | 0 | 0 | 0 | 0 | 0 | 0 | 0 | 0 | 0 | 0 | 0 | 0 | 0 | 0 | 0 | 0 | 0 | 0 | 0 | 0 | 0 | 0 | 0 | 0 | 0 | 0 | 0 | 0 | 0 | 0 | 0 | 0 | 0 | 0 | 0 | 0 | 0 | 0 | 0 | 0 | 0 | 0 | 0 | 0 | 0 | 0 | 0 | 0 | 0 | 0 | 0 | 0 | 0 | 0 | 0 | 0 | 0 | 0 | 0 | 0 | 0 | 0 | 0 | 0 | 0 | 0 | 0 | 0 | 0 | 0 | 0 | 0 | 0 | 0 | 0 | 0 | 0
[19 empty] | Customer willingness to pay | Input | £000s | 0 | 0 | 0 | 0 | 0 | 0 | 0 | 0 | 0 | 0 | 0 | 0 | 0 | 0 | 0 | 0 | 0 | 0 | 0 | 0 | 0 | 0 | 0 | 0 | 0 | 0 | 0 | 0 | 0 | 0 | 0 | 0 | 0 | 0 | 0 | 0 | 0 | 0 | 0 | 0 | 0 | 0 | 0 | 0 | 0 | 0 | 0 | 0 | 0 | 0 | 0 | 0 | 0 | 0 | 0 | 0 | 0 | 0 | 0 | 0 | 0 | 0 | 0 | 0 | 0 | 0 | 0 | 0 | 0 | 0 | 0 | 0 | 0 | 0 | 0 | 0 | 0 | 0 | 0 | 0 | 0 | 0 | 0 | 0 | 0 | 0 | 0 | 0 | 0 | 0 | 0 | 0 | 0 | 0 | 0 | 0 | 0 | 0 | 0 | 0 | 0 | 0 | 0 | 0
[19 empty] | Total | Sum of above (excl WAFU) | £000s: £000s; 0: 0; 0: 0; 0: 0; 0: 0; 0: 0; 0: 0; 0: 0; 0: 0; 0: 0; 0: 0; 0: 0; 0: 0; 0: 0; 0: 0; 0: 0; 0: 0; 0: 0; 0: 0; 0: 0; 0: 0; 0: 0; 0: 0; 0: 0; 0: 0
61.10a | Options impacting on Void properties - USPL | [20 empty] | 0 | 0 | 0 | 0 | 0 | 0 | 0 | 0 | 0 | 0 | 0 | 0 | 0 | 0 | 0 | 0 | 0 | 0 | 0 | 0 | 0 | 0 | 0 | 0 | 0 | 0 | 0 | 0 | 0 | 0 | 0 | 0 | 0 | 0 | 0 | 0 | 0 | 0 | 0 | 0 | 0 | 0 | 0 | 0 | 0 | 0 | 0 | 0 | 0 | 0 | 0 | 0 | 0 | 0 | 0 | 0 | 0 | 0 | 0 | 0 | 0 | 0 | 0 | 0 | 0 | 0 | 0 | 0 | 0 | 0 | 0 | 0 | 0 | 0 | 0 | 0 | 0 | 0 | 0 | 0 | 0 | 0 | 0 | 0 | 0 | 0 | 0 | 0 | 0 | 0 | 0 | 0 | 0 | 0 | 0 | 0 | 0 | 0 | 0 | 0 | 0 | 0 | 0 | 0
RZCOSTSHERE
| Company: | Hafren Dyfrdwy
| Resource Zone Name: | Llanfyllin
| Resource Zone Number: | 3
| Planning Scenario Name: | Dry Year Annual Average
| Chosen Level of Service: | No more than 1 in 40 years
Start dates | Option Categories
2020-21 | Aquifer recharge
2021-22 | Bulk supply
2022-23 | Conjunctive use
2023-24 | Desalination
2024-25 | Effluent reuse
2025-26 | GW enhancement
2026-27 | GW new
2027-28 | Reservoir enlargement
2028-29 | New reservoir
2029-30 | SW enhancement
2030-31 | SW new
2031-32
2032-33
2033-34 | Active leakage management
2034-35 | Mains repair
2035-36 | Mains replacement (not trunk mains)
2036-37 | Pressure management
2037-38 | Other leakage control
2038-39 | Trunk mains renewal
2039-40 | Pumps
2040-41 | Service reservoir
2041-42
2042-43
2043-44 | Water treatment works loss recovery
2044-45 | Water treatment works capacity increase
Cistern displacement device
Household water audit
Commercial water audit
Customer education / awareness
Other water efficiency
Metering optants
Metering change of occupancy
Metering compulsory
Metering other selective
Supply pipe repairs / replacement
Outdoor water efficiency devices
Retrofitting indoor water efficiency devices
Alternative tariffs
Collaborative R&D
Note on DW1: Author: At year 126 this drops to 2%
Note on V2: The original formulae assumed 80 whatever number was put here. The formulae in this sheet will take account of the number.
Note on X2: Cells X2:CY2 contain a factor to calculate NPV based on variable discount rate - please do not adjust
Note on CY2: Formula can be copied across to the right if appraisal period extends beyond 80 years

## 6. Preferred (Scenario Yr)
Table 6: Preferred list of water management options
DRY YEAR PLANNED GAINS IN WAFU OR SAVINGS IN DEMAND (Ml/d) - TO BE COMPLETED FOR ALL PREFERRED OPTIONS (WAFU gains for each year are individual year gains and not cumulative gains)
Row Ref | Option Name [Insert / delete non-numbered lines to suit] | Option Reference No. | Unit | Decimal places | 2016/17 | For info 2017-18 | For info 2018-19 | For info 2019-20 | 2020-21 | 2021-22 | 2022-23 | 2023-24 | 2024-25 | 2025-26 | 2026-27 | 2027-28 | 2028-29 | 2029-30 | 2030-31 | 2031-32 | 2032-33 | 2033-34 | 2034-35 | 2035-36 | 2036-37 | 2037-38 | 2038-39 | 2039-40 | 2040-41 | 2041-42 | 2042-43 | 2043-44 | 2044-45
58 | Resource Management | - | Ml/d | 2 | 0 | 0 | 0 | 0 | 0 | 0 | 0 | 0 | 0 | 0 | 0 | 0 | 0 | 0 | 0 | 0 | 0 | 0 | 0 | 0 | 0 | 0 | 0 | 0 | 0 | 0 | 0 | 0 | 0
58.1 | Increase raw water abstractions | - | Ml/d | 2 | 0 | 0 | 0 | 0 | 0 | 0 | 0 | 0 | 0 | 0 | 0 | 0 | 0 | 0 | 0 | 0 | 0 | 0 | 0 | 0 | 0 | 0 | 0 | 0 | 0 | 0 | 0 | 0 | 0
- |  |  | Ml/d | 2
- | (insert row above) | - | - |  | - | - | - | - | bar: 2020-21 to 2044-45
58.2 | Raw water imports | - | Ml/d | 2 | 0 | 0 | 0 | 0 | 0 | 0 | 0 | 0 | 0 | 0 | 0 | 0 | 0 | 0 | 0 | 0 | 0 | 0 | 0 | 0 | 0 | 0 | 0 | 0 | 0 | 0 | 0 | 0 | 0
- |  |  | Ml/d | 2
- | (insert row above) | - | - |  | - | - | - | - | bar: 2020-21 to 2044-45
58.3 | Potable water Imports (input reductions as -ve) | - | Ml/d | 2 | 0 | 0 | 0 | 0 | 0 | 0 | 0 | 0 | 0 | 0 | 0 | 0 | 0 | 0 | 0 | 0 | 0 | 0 | 0 | 0 | 0 | 0 | 0 | 0 | 0 | 0 | 0 | 0 | 0
- |  |  | Ml/d | 2
- | (insert row above) | - | - |  | - | - | - | - | bar: 2020-21 to 2044-45
58.4 | Reduce raw water losses and operational use (input as -ve) | - | Ml/d | 2 | 0 | 0 | 0 | 0 | 0 | 0 | 0 | 0 | 0 | 0 | 0 | 0 | 0 | 0 | 0 | 0 | 0 | 0 | 0 | 0 | 0 | 0 | 0 | 0 | 0 | 0 | 0 | 0 | 0
- |  |  | Ml/d | 2
- | (insert row above) | - | - |  | - | - | - | - | bar: 2020-21 to 2044-45
58.5 | Reduced raw water export (including non potable supplies) |  | Ml/d | 2 | 0 | 0 | 0 | 0 | 0 | 0 | 0 | 0 | 0 | 0 | 0 | 0 | 0 | 0 | 0 | 0 | 0 | 0 | 0 | 0 | 0 | 0 | 0 | 0 | 0 | 0 | 0 | 0 | 0
58.51 | Reduce raw water exports (input as -ve) | - | Ml/d | 2 | 0 | 0 | 0 | 0 | 0 | 0 | 0 | 0 | 0 | 0 | 0 | 0 | 0 | 0 | 0 | 0 | 0 | 0 | 0 | 0 | 0 | 0 | 0 | 0 | 0 | 0 | 0 | 0 | 0
- |  |  | Ml/d | 2
- | (insert row above) | - | - |  | - | - | - | - | bar: 2020-21 to 2044-45
58.52 | Reduce non potable supplies (input as -ve) | - | Ml/d | 2 | 0 | 0 | 0 | 0 | 0 | 0 | 0 | 0 | 0 | 0 | 0 | 0 | 0 | 0 | 0 | 0 | 0 | 0 | 0 | 0 | 0 | 0 | 0 | 0 | 0 | 0 | 0 | 0 | 0
- |  |  | Ml/d | 2
- | (insert row above) | - | - |  | - | - | - | - | bar: 2020-21 to 2044-45
58.6 | Reduce potable water exports (input as -ve) | - | Ml/d |  | 0 | 0 | 0 | 0 | 0 | 0 | 0 | 0 | 0 | 0 | 0 | 0 | 0 | 0 | 0 | 0 | 0 | 0 | 0 | 0 | 0 | 0 | 0 | 0 | 0 | 0 | 0 | 0 | 0
- |  |  | Ml/d | 2
- | (insert row above) | - | - |  | - | - | - | - | bar: 2020-21 to 2044-45
58.7 | Other options to increase deployable output | - | Ml/d |  | 0 | 0 | 0 | 0 | 0 | 0 | 0 | 0 | 0 | 0 | 0 | 0 | 0 | 0 | 0 | 0 | 0 | 0 | 0 | 0 | 0 | 0 | 0 | 0 | 0 | 0 | 0 | 0 | 0
- |  |  | Ml/d | 2
- | (insert row above) | - | - |  | - | - | - | - | bar: 2020-21 to 2044-45
59 | Distribution Side Management | - |  |  | 0 | 0 | 0 | 0 | -0.079213 | -0.15843 | -0.23764 | -0.31685 | -0.39607 | -0.4634 | -0.53073 | -0.59698 | -0.66205 | -0.72742 | -0.78608 | -0.84331 | -0.90055 | -0.95778 | -1.015 | -1.0474 | -1.0799 | -1.1123 | -1.1447 | -1.1772 | -1.2064 | -1.2355 | -1.2647 | -1.2939 | -1.3231
59.1 | Reduce distribution losses (input as -ve) | - | Ml/d | 2 | 0 | 0 | 0 | 0 | -0.079213 | -0.15843 | -0.23764 | -0.31685 | -0.39607 | -0.4634 | -0.53073 | -0.59698 | -0.66205 | -0.72742 | -0.78608 | -0.84331 | -0.90055 | -0.95778 | -1.015 | -1.0474 | -1.0799 | -1.1123 | -1.1447 | -1.1772 | -1.2064 | -1.2355 | -1.2647 | -1.2939 | -1.3231
| Active Leakage Control | ALC2 | Ml/d | 2 |  |  |  |  | -0.079213 | -0.15843 | -0.23764 | -0.31685 | -0.39607 | -0.4634 | -0.53073 | -0.59698 | -0.66205 | -0.72742 | -0.78608 | -0.84331 | -0.90055 | -0.95778 | -1.015 | -1.0474 | -1.0799 | -1.1123 | -1.1447 | -1.1772 | -1.2064 | -1.2355 | -1.2647 | -1.2939 | -1.3231
- | (insert row above) | - | - |  | - | - | - | - | bar: 2020-21 to 2044-45
59.2 | Reduce distribution system operational use (DSOU) (input as -ve) | - | Ml/d | 2 | 0 | 0 | 0 | 0 | 0 | 0 | 0 | 0 | 0 | 0 | 0 | 0 | 0 | 0 | 0 | 0 | 0 | 0 | 0 | 0 | 0 | 0 | 0 | 0 | 0 | 0 | 0 | 0 | 0
- |  |  | Ml/d | 2
- | (insert row above) | - | - |  | - | - | - | - | bar: 2020-21 to 2044-45
60 | Production Side Management, Specify Below.... | - |  | 2 | 0 | 0 | 0 | 0 | 0 | 0 | 0 | 0 | 0 | 0 | 0 | 0 | 0 | 0 | 0 | 0 | 0 | 0 | 0 | 0 | 0 | 0 | 0 | 0 | 0 | 0 | 0 | 0 | 0
60.1 | Reduce treatment works losses (input as -ve) | - | Ml/d | 2 | 0 | 0 | 0 | 0 | 0 | 0 | 0 | 0 | 0 | 0 | 0 | 0 | 0 | 0 | 0 | 0 | 0 | 0 | 0 | 0 | 0 | 0 | 0 | 0 | 0 | 0 | 0 | 0 | 0
- |  |  | Ml/d | 2
- | (insert row above) | - | - |  | - | - | - | - | bar: 2020-21 to 2044-45
60.2 | Reduce outages (input as -ve) | - | Ml/d | 2 | 0 | 0 | 0 | 0 | 0 | 0 | 0 | 0 | 0 | 0 | 0 | 0 | 0 | 0 | 0 | 0 | 0 | 0 | 0 | 0 | 0 | 0 | 0 | 0 | 0 | 0 | 0 | 0 | 0
- |  |  | Ml/d | 2
- | (insert row above) | - | - |  | - | - | - | - | bar: 2020-21 to 2044-45
61 | Customer Side Management | - |  | 2 | 0 | 0 | 0 | 0 | 0 | 0 | 0 | 0 | 0 | 0 | 0 | -0.013986 | -0.042839 | -0.069684 | -0.065393 | -0.062545 | -0.05996 | -0.057114 | -0.054524 | -0.051941 | -0.049617 | -0.047276 | -0.044692 | -0.042377 | -0.040036 | -0.037953 | -0.035641 | -0.03356 | -0.0315
61.1 | Change volume delivered to measured non households (input reductions as -ve) | - | Ml/d | 2 | 0 | 0 | 0 | 0 | 0 | 0 | 0 | 0 | 0 | 0 | 0 | 0 | 0 | 0 | 0 | 0 | 0 | 0 | 0 | 0 | 0 | 0 | 0 | 0 | 0 | 0 | 0 | 0 | 0
- |  |  | Ml/d | 2
- | (insert row above) | - | - |  | - | - | - | - | bar: 2020-21 to 2044-45
61.2 | Change volume delivered to unmeasured non households (input reductions as -ve) | - | Ml/d | 2 | 0 | 0 | 0 | 0 | 0 | 0 | 0 | 0 | 0 | 0 | 0 | 0 | 0 | 0 | 0 | 0 | 0 | 0 | 0 | 0 | 0 | 0 | 0 | 0 | 0 | 0 | 0 | 0 | 0
- |  |  | Ml/d | 2
- | (insert row above) | - | - |  | - | - | - | - | bar: 2020-21 to 2044-45
61.3 | Change volume delivered to measured households (input reductions as -ve) | - | Ml/d | 2 | 0 | 0 | 0 | 0 | 0 | 0 | 0 | 0 | 0 | 0 | 0 | 0.13166 | 0.40712 | 0.66794 | 0.65617 | 0.64371 | 0.63128 | 0.61962 | 0.60792 | 0.59706 | 0.58622 | 0.57574 | 0.56564 | 0.55565 | 0.54594 | 0.53623 | 0.52704 | 0.51786 | 0.50809
| Enhanced Metering | EM001 | [6 empty] | 0 | 0 | 0 | 0 | 0 | 0 | 0 | 0.13166 | 0.40712 | 0.66794 | 0.65617 | 0.64371 | 0.63128 | 0.61962 | 0.60792 | 0.59706 | 0.58622 | 0.57574 | 0.56564 | 0.55565 | 0.54594 | 0.53623 | 0.52704 | 0.51786 | 0.50809
- | (insert row above) | - | - |  | - | - | - | - | bar: 2020-21 to 2044-45
61.4 | Change volume delivered to unmeasured households (input reductions as -ve) | - | Ml/d | 2 | 0 | 0 | 0 | 0 | 0 | 0 | 0 | 0 | 0 | 0 | 0 | -0.14457 | -0.44662 | -0.73232 | -0.7177 | -0.70239 | -0.68737 | -0.67286 | -0.65857 | -0.64513 | -0.63196 | -0.61914 | -0.60646 | -0.59415 | -0.5821 | -0.57031 | -0.55881 | -0.54755 | -0.53572
- | Enhanced Metering | EM001 | Ml/d | 2 |  |  |  |  | 0 | 0 | 0 | 0 | 0 | 0 | 0 | -0.14457 | -0.44662 | -0.73232 | -0.7177 | -0.70239 | -0.68737 | -0.67286 | -0.65857 | -0.64513 | -0.63196 | -0.61914 | -0.60646 | -0.59415 | -0.5821 | -0.57031 | -0.55881 | -0.54755 | -0.53572
- | (insert row above) | - | - |  | - | - | - | - | bar: 2020-21 to 2044-45
61.5 | Options to reduce water taken unbilled (input as -ve) | - | Ml/d | 2 | 0 | 0 | 0 | 0 | 0 | 0 | 0 | 0 | 0 | 0 | 0 | 0 | 0 | 0 | 0 | 0 | 0 | 0 | 0 | 0 | 0 | 0 | 0 | 0 | 0 | 0 | 0 | 0 | 0
- |  |  | Ml/d | 2
- | (insert row above) | - | - |  | - | - | - | - | bar: 2020-21 to 2044-45
61.6 | Options impacting on measured Non Household - USPL (input reductions as -ve) |  | l/pr | 2 | 0 | 0 | 0 | 0 | 0 | 0 | 0 | 0 | 0 | 0 | 0 | 0 | 0 | 0 | 0 | 0 | 0 | 0 | 0 | 0 | 0 | 0 | 0 | 0 | 0 | 0 | 0 | 0 | 0
- |  |  | Ml/d | 2
- | (insert row above) | - | - |  | - | - | - | - | bar: 2020-21 to 2044-45
61.7 | Options impacting on unmeasured Non Household - USPL (input reductions as -ve) |  | l/pr | 2 | 0 | 0 | 0 | 0 | 0 | 0 | 0 | 0 | 0 | 0 | 0 | 0 | 0 | 0 | 0 | 0 | 0 | 0 | 0 | 0 | 0 | 0 | 0 | 0 | 0 | 0 | 0 | 0 | 0
- |  |  | Ml/d | 2
- | (insert row above) | - | - |  | - | - | - | - | bar: 2020-21 to 2044-45
61.8 | Options impacting on measured Household - USPL (input reductions as -ve) |  | l/pr | 2 | 0 | 0 | 0 | 0 | 0 | 0 | 0 | 0 | 0 | 0 | 0 | 0.010339 | 0.032025 | 0.055494 | 0.055889 | 0.05487 | 0.053869 | 0.052887 | 0.051922 | 0.050975 | 0.050045 | 0.049131 | 0.048235 | 0.047354 | 0.046489 | 0.04564 | 0.044806 | 0.043988 | 0.043183
- | Enhanced Metering | EM001 | Ml/d | 2 |  |  |  |  | 0 | 0 | 0 | 0 | 0 | 0 | 0 | 0.010339 | 0.032025 | 0.055494 | 0.055889 | 0.05487 | 0.053869 | 0.052887 | 0.051922 | 0.050975 | 0.050045 | 0.049131 | 0.048235 | 0.047354 | 0.046489 | 0.04564 | 0.044806 | 0.043988 | 0.043183
- | (insert row above) | - | - |  | - | - | - | - | bar: 2020-21 to 2044-45
61.9 | Options impacting on unmeasured Household - USPL (input reductions as -ve) |  | l/pr | 2 | 0 | 0 | 0 | 0 | 0 | 0 | 0 | 0 | 0 | 0 | 0 | -0.011418 | -0.035365 | -0.060801 | -0.059762 | -0.058743 | -0.057742 | -0.056759 | -0.055794 | -0.054847 | -0.053917 | -0.053004 | -0.052107 | -0.051226 | -0.050362 | -0.049513 | -0.048679 | -0.04786 | -0.047056
- | Enhanced Metering | EM001 | Ml/d | 2 |  |  |  |  | 0 | 0 | 0 | 0 | 0 | 0 | 0 | -0.011418 | -0.035365 | -0.060801 | -0.059762 | -0.058743 | -0.057742 | -0.056759 | -0.055794 | -0.054847 | -0.053917 | -0.053004 | -0.052107 | -0.051226 | -0.050362 | -0.049513 | -0.048679 | -0.04786 | -0.047056
- | (insert row above) | - | - |  | - | - | - | - | bar: 2020-21 to 2044-45
61.1 | Options impacting on Void properties - USPL (input reductions as -ve) |  | l/pr | 2 | 0 | 0 | 0 | 0 | 0 | 0 | 0 | 0 | 0 | 0 | 0 | 0 | 0 | 0 | 0 | 0 | 0 | 0 | 0 | 0 | 0 | 0 | 0 | 0 | 0 | 0 | 0 | 0 | 0
- |  |  | Ml/d | 2
- | (insert row above) | - | - |  | - | - | - | - | bar: 2020-21 to 2044-45
| Company: | Hafren Dyfrdwy
| Resource Zone Name: | Llanfyllin
| Resource Zone Number: | 3
| Planning Scenario Name: | Dry Year Annual Average
| Chosen Level of Service: | No more than 1 in 40 years

## 7. FP Supply
Table 7: Final planning water supply
| Row Ref | Component | Derivation | Unit | Decimal places | 2016/17 | For info 2017-18 | For info 2018-19 | For info 2019-20 | 2020-21 | 2021-22 | 2022-23 | 2023-24 | 2024-25 | 2025-26 | 2026-27 | 2027-28 | 2028-29 | 2029-30 | 2030-31 | 2031-32 | 2032-33 | 2033-34 | 2034-35 | 2035-36 | 2036-37 | 2037-38 | 2038-39 | 2039-40 | 2040-41 | 2041-42 | 2042-43 | 2043-44 | 2044-45
Resources | 1FP | Raw Water Abstracted | 1BL | Ml/d | 2 | 0 | 0 | 0 | 0 | 0 | 0 | 0 | 0 | 0 | 0 | 0 | 0 | 0 | 0 | 0 | 0 | 0 | 0 | 0 | 0 | 0 | 0 | 0 | 0 | 0 | 0 | 0 | 0 | 0
| 2FP | Raw Water Imported | 2BL+ (6. Preferred scenario ref 58.2) | Ml/d | 2 | 0 | 0 | 0 | 0 | 0 | 0 | 0 | 0 | 0 | 0 | 0 | 0 | 0 | 0 | 0 | 0 | 0 | 0 | 0 | 0 | 0 | 0 | 0 | 0 | 0 | 0 | 0 | 0 | 0
| - | - | - | - | 2 | - | - | - | - | bar: 2020-21 to 2044-45
| - | - | - | - | 2 | - | - | - | - | bar: 2020-21 to 2044-45
| - | - | - | - | 2 | - | - | - | - | bar: 2020-21 to 2044-45
| 3FP | Potable Water Imported | 3BL+ (6. Preferred scenario ref 58.3) | Ml/d | 2 | 6.7496 | 6.7496 | 6.7496 | 6.7496 | 6.7496 | 6.7496 | 6.7496 | 6.7496 | 6.7496 | 6.7496 | 6.7496 | 6.7496 | 6.7496 | 6.7496 | 6.7496 | 6.7496 | 6.7496 | 6.7496 | 6.7496 | 6.7496 | 6.7496 | 6.7496 | 6.7496 | 6.7496 | 6.7496 | 6.7496 | 6.7496 | 6.7496 | 6.7496
| - | - | - | - | 2 | - | - | - | - | bar: 2020-21 to 2044-45
| - | - | - | - | 2 | - | - | - | - | bar: 2020-21 to 2044-45
| - | - | - | - | 2 | - | - | - | - | bar: 2020-21 to 2044-45
| - | - | - | - | 2 | - | - | - | - | bar: 2020-21 to 2044-45
Resource (and process) losses | 5FP | Raw Water Exported (raw exports and non potable uses) | 5BL+ (6. Preferred scenario ref 58.5) | Ml/d | 2 | 0 | 0 | 0 | 0 | 0 | 0 | 0 | 0 | 0 | 0 | 0 | 0 | 0 | 0 | 0 | 0 | 0 | 0 | 0 | 0 | 0 | 0 | 0 | 0 | 0 | 0 | 0 | 0 | 0
| - | - | - | - | 2 | - | - | - | - | bar: 2020-21 to 2044-45
| - | - | - | - | 2 | - | - | - | - | bar: 2020-21 to 2044-45
| - | - | - | - | 2 | - | - | - | - | bar: 2020-21 to 2044-45
| 6FP | Potable Water Exported | 6BL+ (6. Preferred scenario ref 58.6) | Ml/d | 2 | 0 | 0 | 0 | 0 | 0 | 0 | 0 | 0 | 0 | 0 | 0 | 0 | 0 | 0 | 0 | 0 | 0 | 0 | 0 | 0 | 0 | 0 | 0 | 0 | 0 | 0 | 0 | 0 | 0
| - | - | - | - | 2 | - | - | - | - | bar: 2020-21 to 2044-45
| - | - | - | - | 2 | - | - | - | - | bar: 2020-21 to 2044-45
| - | - | - | - | 2 | - | - | - | - | bar: 2020-21 to 2044-45
| 7FP | Deployable Output | 7BL+ 8BL+ (6. Preferred scenario ref 58.7) + (6. Preferred scenario ref 58.1) |  | 2 | 0 | 0 | 0 | 0 | 0 | 0 | 0 | 0 | 0 | 0 | 0 | 0 | 0 | 0 | 0 | 0 | 0 | 0 | 0 | 0 | 0 | 0 | 0 | 0 | 0 | 0 | 0 | 0 | 0
| - | - | - | - | 2 | bar: 2020-21 to 2044-45
| - | - | - | - | 2 | - | - | - | - | bar: 2020-21 to 2044-45
| - | - | - | - | 2 | - | - | - | - | bar: 2020-21 to 2044-45
| - | - | - | - | 2 | - | - | - | - | bar: 2020-21 to 2044-45
| - | - | - | - | 2 | - | - | - | - | bar: 2020-21 to 2044-45
| 9FP | Raw water losses, treatment works losses and operational use | 9BL+ (6. Preferred scenario ref 60.1)+(6. Preferred scenario ref 58.4) | Ml/d | 2 | 0 | 0 | 0 | 0 | 0 | 0 | 0 | 0 | 0 | 0 | 0 | 0 | 0 | 0 | 0 | 0 | 0 | 0 | 0 | 0 | 0 | 0 | 0 | 0 | 0 | 0 | 0 | 0 | 0
| 10FP | Outage allowance | 10BL+ (6. Preferred scenario ref 60.2) | Ml/d | 2 | 0 | 0 | 0 | 0 | 0 | 0 | 0 | 0 | 0 | 0 | 0 | 0 | 0 | 0 | 0 | 0 | 0 | 0 | 0 | 0 | 0 | 0 | 0 | 0 | 0 | 0 | 0 | 0 | 0
|  | Company: | Hafren Dyfrdwy
|  | Resource Zone Name: | Llanfyllin
|  | Resource Zone Number: | 3
|  | Planning Scenario Name: | Dry Year Annual Average
|  | Chosen Level of Service: | No more than 1 in 40 years
Note on E3: Author: 58.1 has been added into 7FP Deployable Ouput calculations to ensure that it is reflected in final supply-demand balance calculations. Please ensure that you do not double count increases to raw water abstractions and increases to deployable output

## 8. FP Demand
Table 8: Final planning water demand
| Row Ref | Component | Derivation / Impact of preferred options | Unit | Decimal places | 2016/17 | For info 2017-18 | For info 2018-19 | For info 2019-20 | 2020-21 | 2021-22 | 2022-23 | 2023-24 | 2024-25 | 2025-26 | 2026-27 | 2027-28 | 2028-29 | 2029-30 | 2030-31 | 2031-32 | 2032-33 | 2033-34 | 2034-35 | 2035-36 | 2036-37 | 2037-38 | 2038-39 | 2039-40 | 2040-41 | 2041-42 | 2042-43 | 2043-44 | 2044-45
Consumption | 19FP | Water Delivered Measured Non Household | Calculated BL+Preferred options | Ml/d | 2 | 1.1402 | 1.1417 | 1.1411 | 1.1428 | 1.142 | 1.1482 | 1.1523 | 1.1561 | 1.1558 | 1.1605 | 1.1617 | 1.1629 | 1.161 | 1.1653 | 1.1667 | 1.1681 | 1.1663 | 1.1706 | 1.1716 | 1.1726 | 1.1703 | 1.1746 | 1.1758 | 1.177 | 1.1751 | 1.1796 | 1.1809 | 1.1823 | 1.1805
| 20FP | Water Delivered Unmeasured Non Household | Calculated BL+Preferred options | Ml/d | 2 | 0.021688 | 0.021688 | 0.021688 | 0.021688 | 0.021688 | 0.021688 | 0.021688 | 0.021688 | 0.021688 | 0.021688 | 0.021688 | 0.021688 | 0.021688 | 0.021688 | 0.021688 | 0.021688 | 0.021688 | 0.021688 | 0.021688 | 0.021688 | 0.021688 | 0.021688 | 0.021688 | 0.021688 | 0.021688 | 0.021688 | 0.021688 | 0.021688 | 0.021688
| 21FP | Water Delivered Measured Household | Calculated BL+Preferred options | Ml/d | 2 | 0.72967 | 0.75504 | 0.78013 | 0.8058 | 0.82893 | 0.8519 | 0.87436 | 0.89662 | 0.91803 | 0.93932 | 0.96019 | 1.1223 | 1.4392 | 1.743 | 1.7468 | 1.7502 | 1.7531 | 1.7567 | 1.7597 | 1.7644 | 1.7689 | 1.7736 | 1.7781 | 1.7826 | 1.7871 | 1.7914 | 1.796 | 1.8004 | 1.805
| 22FP | Water Delivered Unmeasured Household | Calculated BL+Preferred options | Ml/d | 2 | 1.0527 | 1.028 | 1.0041 | 0.98114 | 0.95865 | 0.93759 | 0.91751 | 0.898 | 0.87913 | 0.86112 | 0.84354 | 0.67071 | 0.32848 | 0.0016112 | 0.0015837 | 0.0015567 | 0.0015302 | 0.0015041 | 0.0014786 | 0.0014535 | 0.0014288 | 0.0014046 | 0.0013808 | 0.0013575 | 0.0013346 | 0.0013121 | 0.00129 | 0.0012683 | 0.001247
| 23FP | Measured Non Household - Consumption | 19FP-34FP | Ml/d | 2 | 1.1222 | 1.1238 | 1.1232 | 1.1248 | 1.1241 | 1.1303 | 1.1343 | 1.1382 | 1.1379 | 1.1425 | 1.1438 | 1.145 | 1.1431 | 1.1473 | 1.1487 | 1.1502 | 1.1484 | 1.1527 | 1.1537 | 1.1547 | 1.1524 | 1.1566 | 1.1578 | 1.159 | 1.1571 | 1.1616 | 1.163 | 1.1644 | 1.1626
| 24FP | Unmeasured Non Household - Consumption | 20FP-35FP | Ml/d | 2 | 0.020975 | 0.020975 | 0.020975 | 0.020975 | 0.020975 | 0.020975 | 0.020975 | 0.020975 | 0.020975 | 0.020975 | 0.020975 | 0.020975 | 0.020975 | 0.020975 | 0.020975 | 0.020975 | 0.020975 | 0.020975 | 0.020975 | 0.020975 | 0.020975 | 0.020975 | 0.020975 | 0.020975 | 0.020975 | 0.020975 | 0.020975 | 0.020975 | 0.020975
| 25FP | Measured Household - Consumption | 21FP-36FP | Ml/d | 2 | 0.66036 | 0.68449 | 0.70834 | 0.73278 | 0.75471 | 0.77652 | 0.79784 | 0.81897 | 0.83929 | 0.8595 | 0.87931 | 1.0301 | 1.3243 | 1.6036 | 1.606 | 1.6094 | 1.6124 | 1.6161 | 1.6192 | 1.624 | 1.6285 | 1.6333 | 1.6378 | 1.6424 | 1.647 | 1.6513 | 1.6559 | 1.6603 | 1.6649
| 26FP | Unmeasured Household - Consumption | 22FP-37FP | Ml/d | 2 | 0.97448 | 0.95111 | 0.92858 | 0.90692 | 0.88571 | 0.86591 | 0.84706 | 0.82877 | 0.81108 | 0.79424 | 0.77781 | 0.61752 | 0.30035 | -6.9389e-17 | 6.245e-17 | 2.0817e-17 | -6.9389e-17 | 1.0408e-16 | 1.3878e-17 | 0 | -6.9389e-18 | 1.3878e-17 | 9.0206e-17 | 4.8572e-17 | -6.245e-17 | 1.3878e-17 | 0 | 1.3878e-17 | -3.4694e-17
| 27 - | Percentage of consumption driven by climate change | n/a in FP | - | 1 | - | - | - | - | bar: 2020-21 to 2044-45
| 28 - | Volume of consumption driven by climate change | n/a in FP | - | 1 |  | - | - | - | bar: 2020-21 to 2044-45
PCC and consumption by component | 29FP | Measured Household - PCC | (25FP*1,000,000)/(51FP*1,000) | l/h/d | 1 | 116 | 116 | 116 | 115 | 115 | 115 | 115 | 115 | 115 | 115 | 115 | 115 | 116 | 116 | 116 | 116 | 116 | 116 | 116 | 116 | 116 | 116 | 116 | 116 | 116 | 116 | 116 | 116 | 116
| 29.1FP | Measured toilet flushing | Input brief explanation here | l/h/d | 1 | 26.3138 | 25.5135 | 24.7681 | 24.0678 | 23.4119 | 22.7907 | 22.1992 | 21.6312 | 21.0867 | 20.5595 | 20.0498 | 19.8962 | 19.8089 | 19.4684 | 19.4395 | 19.4192 | 19.3997 | 19.3781 | 19.358 | 19.337 | 19.3168 | 19.2951 | 19.2746 | 19.2523 | 19.2297 | 19.2065 | 19.1828 | 19.1586 | 19.1338
| 29.2FP | Measured personal washing | Input brief explanation here | l/h/d | 1 | 49.2409 | 50.1526 | 51.058 | 51.9649 | 52.8616 | 53.7528 | 54.6402 | 55.5264 | 56.4125 | 57.2929 | 58.176 | 59.9769 | 62.1669 | 63.8377 | 63.856 | 63.9056 | 63.9579 | 64.0033 | 64.0534 | 64.1007 | 64.1506 | 64.1957 | 64.2448 | 64.2879 | 64.3296 | 64.3695 | 64.4078 | 64.4445 | 64.4789
| 29.3FP | Measured clothes washing | Input brief explanation here | l/h/d | 1 | 14.4638 | 14.3751 | 14.2911 | 14.2122 | 14.136 | 14.0623 | 13.9909 | 13.9214 | 13.8542 | 13.7874 | 13.7226 | 13.8853 | 14.137 | 14.2553 | 14.1447 | 14.0407 | 13.9371 | 13.8319 | 13.7275 | 13.6224 | 13.5176 | 13.4117 | 13.3065 | 13.1999 | 13.0929 | 12.9854 | 12.8774 | 12.769 | 12.6601
| 29.4FP | Measured dish washing | Input brief explanation here | l/h/d | 1 | 11.4042 | 11.4099 | 11.4149 | 11.4205 | 11.4245 | 11.4276 | 11.43 | 11.4323 | 11.4347 | 11.4359 | 11.4376 | 11.6314 | 11.9061 | 12.0713 | 12.0649 | 12.0644 | 12.0644 | 12.0631 | 12.0626 | 12.0616 | 12.0611 | 12.0597 | 12.059 | 12.0572 | 12.0551 | 12.0526 | 12.0499 | 12.0468 | 12.0433
| 29.5FP | Measured miscellaneous internal use | Input brief explanation here | l/h/d | 1 | 13.5828 | 13.4901 | 13.4076 | 13.333 | 13.2685 | 13.2112 | 13.1602 | 13.1132 | 13.072 | 13.0339 | 12.9996 | 12.919 | 12.8262 | 12.774 | 12.7717 | 12.7732 | 12.7753 | 12.7762 | 12.7782 | 12.7797 | 12.7817 | 12.7829 | 12.785 | 12.786 | 12.7868 | 12.7874 | 12.7877 | 12.7879 | 12.7876
| 29.6FP | Measured external use | Input brief explanation here | l/h/d | 1 | 1.3389 | 1.3783 | 1.4172 | 1.4557 | 1.4938 | 1.5317 | 1.5695 | 1.6072 | 1.6448 | 1.6825 | 1.7202 | 1.7777 | 1.8448 | 1.9017 | 1.9393 | 1.9765 | 2.0133 | 2.0498 | 2.0859 | 2.1216 | 2.1569 | 2.1919 | 2.2264 | 2.2606 | 2.2945 | 2.3279 | 2.361 | 2.3937 | 2.4261
| 29.7BL | Measured water efficiency, metering savings | Input brief explanation here | l/h/d | 1 | -0.3444 | -0.31945 | -0.35683 | -1.4541 | -1.5964 | -1.7763 | -2.99 | -3.2316 | -3.5049 | -3.792 | -4.1059 | -4.0865 | -4.6899 | -4.3084 | -4.2162 | -5.1797 | -5.1477 | -5.1023 | -5.0656 | -5.0229 | -4.9846 | -4.937 | -4.8964 | -4.844 | -4.7884 | -4.7293 | -4.6666 | -4.6005 | -4.5299
| 30FP | Unmeasured Household - PCC | (26FP*1,000,000)/(52FP*1,000) | l/h/d | 1 | 143 | 143 | 143 | 143 | 142 | 142 | 142 | 142 | 142 | 141 | 141 | 141 | 141 | #DIV/0! | #DIV/0! | #DIV/0! | #DIV/0! | #DIV/0! | #DIV/0! | #DIV/0! | #DIV/0! | #DIV/0! | #DIV/0! | #DIV/0! | #DIV/0! | #DIV/0! | #DIV/0! | #DIV/0! | #DIV/0!
| 30.1FP | Unmeasured toilet flushing | Input brief explanation here | l/h/d | 1 | 32.1269 | 31.3701 | 30.6 | 29.8263 | 2020-21: 29.0366; 2021-22: 28.2362; 2022-23: 27.4275; 2023-24: 26.6143; 2024-25: 25.797; 2025-26: 24.9714; 2026-27: 24.1454; 2027-28: 23.3122; 2028-29: 22.4808
| 30.2FP | Unmeasured personal washing | Input brief explanation here | l/h/d | 1 | 59.6997 | 60.7105 | 61.7061 | 62.7047 | 2020-21: 63.6788; 2021-22: 64.637; 2022-23: 65.5824; 2023-24: 66.5227; 2024-25: 67.4577; 2025-26: 68.3751; 2026-27: 69.295; 2027-28: 70.1967; 2028-29: 71.1061
| 30.3FP | Unmeasured clothes washing | Input brief explanation here | l/h/d | 1 | 17.204 | 17.1399 | 17.07 | 16.9995 | 2020-21: 16.9213; 2021-22: 16.8378; 2022-23: 16.7503; 2023-24: 16.6608; 2024-25: 16.5695; 2025-26: 16.4734; 2026-27: 16.3776; 2027-28: 16.2771; 2028-29: 16.1783
| 30.4FP | Unmeasured dish washing | Input brief explanation here | l/h/d | 1 | 13.611 | 13.6319 | 13.6485 | 13.665 | 2020-21: 13.6755; 2021-22: 13.6819; 2022-23: 13.6852; 2023-24: 13.6871; 2024-25: 13.6876; 2025-26: 13.6842; 2026-27: 13.6812; 2027-28: 13.6744; 2028-29: 13.669
| 30.5FP | Unmeasured miscellaneous internal use | Input brief explanation here | l/h/d | 1 | 18.5897 | 18.6325 | 18.6695 | 18.7064 | 2020-21: 18.735; 2021-22: 18.7583; 2022-23: 18.7772; 2023-24: 18.7942; 2024-25: 18.8093; 2025-26: 18.8191; 2026-27: 18.8294; 2027-28: 18.8346; 2028-29: 18.8416
| 30.6FP | Unmeasured external use | Input brief explanation here | l/h/d | 1 | 1.478 | 1.5275 | 1.5764 | 1.6252 | 2020-21: 1.6733; 2021-22: 1.7208; 2022-23: 1.7679; 2023-24: 1.8149; 2024-25: 1.8616; 2025-26: 1.9078; 2026-27: 1.954; 2027-28: 1.9998; 2028-29: 2.0457
| 30.7FP | Uneasured water efficiency, metering savings | Input brief explanation here | l/h/d | 1 | 0.29067 | -0.012421 | -0.27057 | -0.52703 | 2020-21: -1.7204; 2021-22: -1.872; 2022-23: -1.9905; 2023-24: -2.0939; 2024-25: -2.1827; 2025-26: -3.231; 2026-27: -3.2827; 2027-28: -3.2947; 2028-29: -3.3215
| 31FP | Average Household - PCC | ((25FP+26FP)*1,000,000))/(51FP+52FP*1,000) | l/h/d | 1 | 130.7419 | 130.0627 | 129.4262 | 128.9235 | 128.2789 | 127.7505 | 127.2858 | 126.8448 | 126.4525 | 126.096 | 125.7865 | 123.6572 | 119.682 | 116.1601 | 115.9744 | 115.8704 | 115.7623 | 115.6719 | 115.5804 | 115.6029 | 115.6317 | 115.6553 | 115.7017 | 115.7211 | 115.7413 | 115.7421 | 115.7694 | 115.7787 | 115.8
| 32FP | Water Taken Unbilled | Calculated BL+Preferred options | Ml/d | 1 | 0.08212 | 0.08212 | 0.08212 | 0.08212 | 0.08212 | 0.08212 | 0.08212 | 0.08212 | 0.08212 | 0.08212 | 0.08212 | 0.08212 | 0.08212 | 0.08212 | 0.08212 | 0.08212 | 0.08212 | 0.08212 | 0.08212 | 0.08212 | 0.08212 | 0.08212 | 0.08212 | 0.08212 | 0.08212 | 0.08212 | 0.08212 | 0.08212 | 0.08212
| 33FP | Distribution System Operational Use | Calculated BL+Preferred options | Ml/d | 1 | 0.034378 | 0.034378 | 0.034378 | 0.034378 | 0.034378 | 0.034378 | 0.034378 | 0.034378 | 0.034378 | 0.034378 | 0.034378 | 0.034378 | 0.034378 | 0.034378 | 0.034378 | 0.034378 | 0.034378 | 0.034378 | 0.034378 | 0.034378 | 0.034378 | 0.034378 | 0.034378 | 0.034378 | 0.034378 | 0.034378 | 0.034378 | 0.034378 | 0.034378
Leakage | 34FP | Measured Non Household - USPL | Calculated BL+Preferred options | Ml/d | 2 | 0.017932 | 0.017932 | 0.017932 | 0.017932 | 0.017932 | 0.017932 | 0.017932 | 0.017932 | 0.017932 | 0.017932 | 0.017932 | 0.017932 | 0.017932 | 0.017932 | 0.017932 | 0.017932 | 0.017932 | 0.017932 | 0.017932 | 0.017932 | 0.017932 | 0.017932 | 0.017932 | 0.017932 | 0.017932 | 0.017932 | 0.017932 | 0.017932 | 0.017932
| 35FP | Unmeasured Non Household - USPL | Calculated BL+Preferred options | Ml/d | 2 | 0.00071339 | 0.00071339 | 0.00071339 | 0.00071339 | 0.00071339 | 0.00071339 | 0.00071339 | 0.00071339 | 0.00071339 | 0.00071339 | 0.00071339 | 0.00071339 | 0.00071339 | 0.00071339 | 0.00071339 | 0.00071339 | 0.00071339 | 0.00071339 | 0.00071339 | 0.00071339 | 0.00071339 | 0.00071339 | 0.00071339 | 0.00071339 | 0.00071339 | 0.00071339 | 0.00071339 | 0.00071339 | 0.00071339
| 36FP | Measured Household - USPL | Calculated BL+Preferred options | Ml/d | 2 | 0.069309 | 0.070549 | 0.071789 | 0.073028 | 0.074216 | 0.07538 | 0.076522 | 0.077642 | 0.07874 | 0.079817 | 0.080874 | 0.092248 | 0.11495 | 0.13941 | 0.14078 | 0.14072 | 0.14066 | 0.14059 | 0.14053 | 0.14046 | 0.1404 | 0.14033 | 0.14027 | 0.1402 | 0.14014 | 0.14013 | 0.14011 | 0.1401 | 0.14008
| 37FP | Unmeasured Household - USPL | Calculated BL+Preferred options | Ml/d | 2 | 0.078221 | 0.076886 | 0.075551 | 0.074218 | 0.072937 | 0.07168 | 0.070446 | 0.069235 | 0.068045 | 0.066877 | 0.06573 | 0.053186 | 0.028133 | 0.0016112 | 0.0015837 | 0.0015567 | 0.0015302 | 0.0015041 | 0.0014786 | 0.0014535 | 0.0014288 | 0.0014046 | 0.0013808 | 0.0013575 | 0.0013346 | 0.0013121 | 0.00129 | 0.0012683 | 0.001247
| 38FP | Void Properties - USPL | Calculated BL+Preferred options | Ml/d | 2 | 0.00929 | 0.00929 | 0.00929 | 0.00929 | 0.00929 | 0.00929 | 0.00929 | 0.00929 | 0.00929 | 0.00929 | 0.00929 | 0.00929 | 0.00929 | 0.00929 | 0.00929 | 0.00929 | 0.00929 | 0.00929 | 0.00929 | 0.00929 | 0.00929 | 0.00929 | 0.00929 | 0.00929 | 0.00929 | 0.00929 | 0.00929 | 0.00929 | 0.00929
| 39FP | Distribution Losses | Calculated BL+Preferred options | Ml/d | 2 | 2.5216 | 2.5028 | 2.484 | 2.4653 | 2.3861 | 2.307 | 2.2279 | 2.1488 | 2.0697 | 2.0024 | 1.9352 | 1.869 | 1.804 | 1.7388 | 1.6802 | 1.623 | 1.5659 | 1.5088 | 1.4516 | 1.4193 | 1.3869 | 1.3546 | 1.3223 | 1.2899 | 1.2608 | 1.2317 | 1.2025 | 1.1734 | 1.1442
| 40FP | Total Leakage | Sum(34FP:39FP) | Ml/d | 2 | 2.697 | 2.6782 | 2.6593 | 2.6404 | 2.5612 | 2.482 | 2.4028 | 2.3236 | 2.2444 | 2.177 | 2.1097 | 2.0424 | 1.9751 | 1.9077 | 1.8505 | 1.7933 | 1.736 | 1.6788 | 1.6216 | 1.5891 | 1.5567 | 1.5243 | 1.4918 | 1.4594 | 1.4302 | 1.401 | 1.3718 | 1.3427 | 1.3135
| 41FP | Total Leakage | (40FP*1,000,000)/(48FP*1,000) | l/prop/d | 2 | 434.3351 | 426.655 | 419.289 | 412.0457 | 395.9611 | 380.3711 | 365.2364 | 350.3687 | 335.9124 | 323.543 | 311.4045 | 299.6254 | 288.097 | 276.7811 | 267.1206 | 256.9946 | 247.0141 | 237.1759 | 227.477 | 221.369 | 215.3291 | 209.374 | 203.5017 | 197.7106 | 192.4352 | 187.2317 | 182.0986 | 177.0343 | 172.0376
Customer: Properties | 42FP | Measured Non Household - Properties | Input (total, excluding voids) | 000's | 2 | 0.52601 | 0.52807 | 0.53013 | 0.53218 | 0.53424 | 0.53629 | 0.53835 | 0.54041 | 0.54246 | 0.54452 | 0.54657 | 0.54862 | 0.55068 | 0.55273 | 0.55479 | 0.55684 | 0.55889 | 0.56095 | 0.563 | 0.56505 | 0.56711 | 0.56916 | 0.57121 | 0.57326 | 0.57531 | 0.57737 | 0.57942 | 0.58147 | 0.58352
| 43FP | Unmeasured Non Household - Properties | Input (total, excluding voids) | 000's | 2 | 0.025433 | 0.025013 | 0.024593 | 0.024174 | 0.023754 | 0.023334 | 0.022914 | 0.022495 | 0.022075 | 0.021655 | 0.021236 | 0.020816 | 0.020396 | 0.019976 | 0.019557 | 0.019137 | 0.018717 | 0.018297 | 0.017878 | 0.017458 | 0.017038 | 0.016618 | 0.016199 | 0.015779 | 0.015359 | 0.01494 | 0.01452 | 0.0141 | 0.01368
| 44FP | All void non-households - properties | Input (voids in each year) | 000's | 2 | 0.12627 | 0.12627 | 0.12627 | 0.12627 | 0.12627 | 0.12627 | 0.12627 | 0.12627 | 0.12627 | 0.12627 | 0.12627 | 0.12627 | 0.12627 | 0.12627 | 0.12627 | 0.12627 | 0.12627 | 0.12627 | 0.12627 | 0.12627 | 0.12627 | 0.12627 | 0.12627 | 0.12627 | 0.12627 | 0.12627 | 0.12627 | 0.12627 | 0.12627
| 45FP | Measured Household - Properties (excl voids) | Pre-plan year = input. Forecast years = Previous year 45FP + sum(45.1FP:45.6FP) | 000's | 2 | 2.5442 | 2.6596 | 2.7728 | 2.8862 | 2.9922 | 3.0939 | 3.1914 | 3.2876 | 3.3794 | 3.4681 | 3.5547 | 4.0581 | 5.0206 | 5.9348 | 5.9682 | 6.0168 | 6.0654 | 6.114 | 6.1626 | 6.2111 | 6.2602 | 6.3093 | 6.3584 | 6.4075 | 6.4565 | 6.5056 | 6.5546 | 6.6036 | 6.6526
| 45.1FP | New properties | Input (new builds in each year) | 000's | 2 | 0.071326 | 0.068717 | 0.066371 | 0.066729 | 0.061228 | 0.057786 | 0.054393 | 0.053913 | 0.050394 | 0.048099 | 0.046801 | 0.042337 | 0.039749 | 0.03769 | 0.034449 | 0.049637 | 0.049601 | 0.049565 | 0.049531 | 0.049498 | 0.05004 | 0.050008 | 0.049977 | 0.049946 | 0.049916 | 0.049887 | 0.049858 | 0.049831 | 0.049803
| 45.2FP | Meter optants - properties | Input (meter optants in each year) | 000's | 2 | 0.057595 | 0.048064 | 0.048015 | 0.047968 | 0.045994 | 0.045105 | 0.044233 | 0.043381 | 0.042545 | 0.041726 | 0.040924 | 0.040136 | 0.031857 | 0.015375 | 0 | 0 | 0 | 0 | 0 | 0 | 0 | 0 | 0 | 0 | 0 | 0 | 0 | 0 | 0
| 45.3FP | Compulsory metering - properties | Input (compulsory meters in each year) | 000's | 2 | 0 | 0 | 0 | 0 | 0 | 0 | 0 | 0 | 0 | 0 | 0 | 0.42197 | 0.89197 | 0.86226 | 0 | 0 | 0 | 0 | 0 | 0 | 0 | 0 | 0 | 0 | 0 | 0 | 0 | 0 | 0
| 45.4FP | Metering on change of occupancy - properties | Input (change of occupancy meters in each year) | 000's | 2 | 0 | 0 | 0 | 0 | 0 | 0 | 0 | 0 | 0 | 0 | 0 | 0 | 0 | 0 | 0 | 0 | 0 | 0 | 0 | 0 | 0 | 0 | 0 | 0 | 0 | 0 | 0 | 0 | 0
| 45.5FP | Selective metering properties | Input (selective meters in each year) | 000's | 2 | 0 | 0 | 0 | 0 | 0 | 0 | 0 | 0 | 0 | 0 | 0 | 0 | 0 | 0 | 0 | 0 | 0 | 0 | 0 | 0 | 0 | 0 | 0 | 0 | 0 | 0 | 0 | 0 | 0
| 45.6FP | Other changes to existing metering - properties | Input (other changes to meters in each year) | 000's | 2 | 0 | -0.0012967 | -0.0012649 | -0.0012339 | -0.0012091 | -0.0011863 | -0.0011663 | -0.0011446 | -0.0011289 | -0.0011133 | -0.0010974 | -0.0010896 | -0.0010799 | -0.0010705 | -0.0010656 | -0.0010099 | -0.00099327 | -0.00097706 | -0.00096124 | -0.00094581 | -0.00092873 | -0.00091389 | -0.0008994 | -0.00088525 | -0.00087144 | -0.00085794 | -0.00084476 | -0.00083187 | -0.00081928
| 45.7FP | Measured void households - properties | Input (voids in each year) | 000's | 2 | 0.12596 | 0.12596 | 0.12596 | 0.12596 | 0.12596 | 0.12596 | 0.12596 | 0.12596 | 0.12596 | 0.12596 | 0.12596 | 0.12596 | 0.12596 | 0.25873 | 0.25873 | 0.25873 | 0.25873 | 0.25873 | 0.25873 | 0.25873 | 0.25873 | 0.25873 | 0.25873 | 0.25873 | 0.25873 | 0.25873 | 0.25873 | 0.25873 | 0.25873
| 46FP | Unmeasured households - properties (excl void) | Input (total) | 000's | 2 | 2.729 | 2.6794 | 2.6299 | 2.5805 | 2.5332 | 2.4867 | 2.4411 | 2.3964 | 2.3525 | 2.3095 | 2.2673 | 1.804 | 0.87887 | 0 | 0 | 0 | 0 | 0 | 0 | 0 | 0 | 0 | 0 | 0 | 0 | 0 | 0 | 0 | 0
| 47FP | Unmeasured void households - properties | Input (voids in each year) | 000's | 2 | 0.13277 | 0.13277 | 0.13277 | 0.13277 | 0.13277 | 0.13277 | 0.13277 | 0.13277 | 0.13277 | 0.13277 | 0.13277 | 0.13277 | 0.13277 | 0 | 0 | 0 | 0 | 0 | 0 | 0 | 0 | 0 | 0 | 0 | 0 | 0 | 0 | 0 | 0
| 48FP | Total Resource Zone Properties (incl voids) | SUM(42FP:45FP)+45.7FP+46FP+47FP | 000's | 2 | 6.2096 | 6.2771 | 6.3424 | 6.4081 | 6.4684 | 6.5252 | 6.5788 | 6.6318 | 6.6814 | 6.7288 | 6.7748 | 6.8165 | 6.8555 | 6.8925 | 6.9275 | 6.9778 | 7.028 | 7.0783 | 7.1285 | 7.1786 | 7.2294 | 7.2801 | 7.3308 | 7.3815 | 7.4322 | 7.4829 | 7.5335 | 7.5841 | 7.6348
Customer: Population | 49FP | Measured Non Household - Population | Input (total) | 000's | 2 | 0.40544 | 0.40544 | 0.40544 | 0.40544 | 0.40544 | 0.40544 | 0.40544 | 0.40544 | 0.40544 | 0.40544 | 0.40544 | 0.40544 | 0.40544 | 0.40544 | 0.40544 | 0.40544 | 0.40544 | 0.40544 | 0.40544 | 0.40544 | 0.40544 | 0.40544 | 0.40544 | 0.40544 | 0.40544 | 0.40544 | 0.40544 | 0.40544 | 0.40544
| 50FP | Unmeasured Non Household - Population | Input (total) | 000's | 2 | 0 | 0 | 0 | 0 | 0 | 0 | 0 | 0 | 0 | 0 | 0 | 0 | 0 | 0 | 0 | 0 | 0 | 0 | 0 | 0 | 0 | 0 | 0 | 0 | 0 | 0 | 0 | 0 | 0
| 51FP | Measured Household - Population | Input (total) | 000's | 2 | 5.6759 | 5.9068 | 6.1322 | 6.3547 | 6.5635 | 6.7641 | 6.9563 | 7.1454 | 7.3245 | 7.4998 | 7.6687 | 8.9464 | 11.4439 | 13.8048 | 13.8479 | 13.89 | 13.9287 | 13.9715 | 14.0092 | 14.0478 | 14.0838 | 14.1222 | 14.1557 | 14.1929 | 14.2298 | 14.2667 | 14.3036 | 14.3404 | 14.3777
| 52FP | Unmeasured Household - Population | Input (total) | 000's | 2 | 6.8284 | 6.6687 | 6.5154 | 6.3637 | 6.2244 | 6.0924 | 5.9665 | 5.8448 | 5.7269 | 5.6152 | 5.5055 | 4.3775 | 2.1307 | 0 | 0 | 0 | 0 | 0 | 0 | 0 | 0 | 0 | 0 | 0 | 0 | 0 | 0 | 0 | 0
| 53FP | Total Resource Zone Population | 49FP+Sum(50FP:52FP) | 000's | 2 | 12.9097 | 12.9809 | 13.053 | 13.1238 | 13.1934 | 13.262 | 13.3283 | 13.3956 | 13.4568 | 13.5204 | 13.5796 | 13.7293 | 13.9801 | 14.2102 | 14.2533 | 14.2954 | 14.3342 | 14.377 | 14.4147 | 14.4533 | 14.4892 | 14.5277 | 14.5612 | 14.5983 | 14.6353 | 14.6721 | 14.709 | 14.7458 | 14.7831
Occupancy | 54FP | Measured Household - Occupancy Rate (average) (excl voids) | 51FP/45FP | h/prop | 1 | 2.231 | 2.2209 | 2.2116 | 2.2017 | 2.1935 | 2.1862 | 2.1797 | 2.1735 | 2.1674 | 2.1625 | 2.1573 | 2.2046 | 2.2794 | 2.3261 | 2.3203 | 2.3085 | 2.2964 | 2.2852 | 2.2733 | 2.2617 | 2.2497 | 2.2383 | 2.2263 | 2.2151 | 2.2039 | 2.193 | 2.1822 | 2.1716 | 2.1612
| 55FP | Unmeasured Household - Occupancy Rate | 52BL/46BL | h/prop | 1 | 2.5022 | 2.4889 | 2.4774 | 2.466 | 2.4572 | 2.45 | 2.4442 | 2.439 | 2.4344 | 2.4313 | 2.4282 | 2.4266 | 2.4244 | #DIV/0! | #DIV/0! | #DIV/0! | #DIV/0! | #DIV/0! | #DIV/0! | #DIV/0! | #DIV/0! | #DIV/0! | #DIV/0! | #DIV/0! | #DIV/0! | #DIV/0! | #DIV/0! | #DIV/0! | #DIV/0!
Metering | 56FP | Total Household Metering penetration (excl. voids) | 45FP/45FP+46FP | % | 0 | 48.25% | 49.81% | 51.32% | 52.8% | 54.15% | 55.44% | 56.66% | 57.84% | 58.96% | 60.03% | 61.06% | 69.23% | 85.1% | 100% | 100% | 100% | 100% | 100% | 100% | 100% | 100% | 100% | 100% | 100% | 100% | 100% | 100% | 100% | 100%
| 57FP | Total Household Metering penetration (incl. voids) | 45FP/(45FP+45.7FP+46FP+47FP) | % | 0 | 45.99% | 47.51% | 48.98% | 50.41% | 51.73% | 52.98% | 54.17% | 55.32% | 56.41% | 57.45% | 58.46% | 66.3% | 81.53% | 95.82% | 95.84% | 95.88% | 95.91% | 95.94% | 95.97% | 96% | 96.03% | 96.06% | 96.09% | 96.12% | 96.15% | 96.18% | 96.2% | 96.23% | 96.26%
|  | Company: | Hafren Dyfrdwy
|  | Resource Zone Name: | Llanfyllin
|  | Resource Zone Number: | 3
|  | Planning Scenario Name: | Dry Year Annual Average
|  | Chosen Level of Service: | No more than 1 in 40 years

## 9. FP SDB
Table 9: Final planning water supply
| Row Ref | Component | Derivation | Unit | Decimal places | 2016/17 | For info 2017-18 | For info 2018-19 | For info 2019-20 | 2020-21 | 2021-22 | 2022-23 | 2023-24 | 2024-25 | 2025-26 | 2026-27 | 2027-28 | 2028-29 | 2029-30 | 2030-31 | 2031-32 | 2032-33 | 2033-34 | 2034-35 | 2035-36 | 2036-37 | 2037-38 | 2038-39 | 2039-40 | 2040-41 | 2041-42 | 2042-43 | 2043-44 | 2044-45
SDB | 11FP | Distribution Input | 19FP+20FP+21FP+22FP+32FP+33FP+38FP+39FP | Ml/d | 2 | 5.5916 | 5.575 | 5.5569 | 5.5425 | 5.4632 | 5.3922 | 5.3195 | 5.247 | 5.1701 | 5.1108 | 5.0481 | 4.9725 | 4.8803 | 4.7961 | 4.7427 | 4.6904 | 4.6343 | 4.5851 | 4.5319 | 4.5052 | 4.4751 | 4.4517 | 4.425 | 4.3983 | 4.3718 | 4.3514 | 4.3282 | 4.3048 | 4.2785
| 12FP | Water Available For Use (own sources) | 7FP-(9FP+10FP) | Ml/d | 2 | 0 | 0 | 0 | 0 | 0 | 0 | 0 | 0 | 0 | 0 | 0 | 0 | 0 | 0 | 0 | 0 | 0 | 0 | 0 | 0 | 0 | 0 | 0 | 0 | 0 | 0 | 0 | 0 | 0
| 13FP | Total Water Available For Use | 12FP+(2FP+3FP)-(5FP+6FP) | Ml/d | 2 | 6.7496 | 6.7496 | 6.7496 | 6.7496 | 6.7496 | 6.7496 | 6.7496 | 6.7496 | 6.7496 | 6.7496 | 6.7496 | 6.7496 | 6.7496 | 6.7496 | 6.7496 | 6.7496 | 6.7496 | 6.7496 | 6.7496 | 6.7496 | 6.7496 | 6.7496 | 6.7496 | 6.7496 | 6.7496 | 6.7496 | 6.7496 | 6.7496 | 6.7496
| 14FP | Target headroom (climate change component) | Input | Ml/d | 2 | 0 | 0 | 0 | 0 | 0 | 0 | 0 | 0 | 0 | 0 | 0 | 0 | 0 | 0 | 0 | 0 | 0 | 0 | 0 | 0 | 0 | 0 | 0 | 0 | 0 | 0 | 0 | 0 | 0
| 15FP | Target headroom (All other components) | Input | Ml/d | 2 | 0 | 0 | 0 | 0 | 0 | 0 | 0 | 0 | 0 | 0 | 0 | 0 | 0 | 0 | 0 | 0 | 0 | 0 | 0 | 0 | 0 | 0 | 0 | 0 | 0 | 0 | 0 | 0 | 0
| 16FP | Target Headroom | 14FP+15FP | Ml/d | 2 | 0 | 0 | 0 | 0 | 0 | 0 | 0 | 0 | 0 | 0 | 0 | 0 | 0 | 0 | 0 | 0 | 0 | 0 | 0 | 0 | 0 | 0 | 0 | 0 | 0 | 0 | 0 | 0 | 0
| 17FP | Available Headroom | 13FP-11FP | Ml/d | 2 | 1.158 | 1.1745 | 1.1927 | 1.2071 | 1.2863 | 1.3574 | 1.43 | 1.5026 | 1.5794 | 1.6388 | 1.7015 | 1.7771 | 1.8693 | 1.9534 | 2.0069 | 2.0592 | 2.1152 | 2.1645 | 2.2176 | 2.2443 | 2.2745 | 2.2979 | 2.3246 | 2.3512 | 2.3777 | 2.3982 | 2.4213 | 2.4447 | 2.4711
| 18FP | Supply Demand Balance | 17FP-16FP | Ml/d | 2 | 1.158 | 1.1745 | 1.1927 | 1.2071 | 1.2863 | 1.3574 | 1.43 | 1.5026 | 1.5794 | 1.6388 | 1.7015 | 1.7771 | 1.8693 | 1.9534 | 2.0069 | 2.0592 | 2.1152 | 2.1645 | 2.2176 | 2.2443 | 2.2745 | 2.2979 | 2.3246 | 2.3512 | 2.3777 | 2.3982 | 2.4213 | 2.4447 | 2.4711
|  | Company: | Hafren Dyfrdwy
|  | Resource Zone Name: | Llanfyllin
|  | Resource Zone Number: | 3
|  | Planning Scenario Name: | Dry Year Annual Average
|  | Chosen Level of Service: | No more than 1 in 40 years

## 10. Drought plan links
Table 10: Drought plan links and Deployable Output Overview
10.1 Planning scenarios |  |  |  |  | 10.2 Water resources management plan | [7 empty] | 10.3 Drought plan | [5 empty] | 10.4 Demand
Drought Scenarios | Drought Description | Drought Severity | Plan in which scenario is used (highlights overlaps) |  | WRMP DO of Sources (not including drought measures) | WRMP Additional Yield from Drought Supply Measures (eg drought permits or orders) |  |  | WRMP Impact on DO of drought plan Demand Restrictions (eg TUBs) |  |  | WRMP DO Levels of Service | Drought Plan Additional Yield from Further Supply Measures (eg drought permits or orders) |  |  | Drought Plan Impact on DO of Further Demand Restrictions (eg TUBs) |  |  | Unrestricted Demand | Restricted Demand
|  |  | WRMP | Drought Plan | DO (Ml/d) | Description | Marginal Benefit (Ml/d) | DO (Ml/d) | Description | Marginal Benefit (Ml/d) | DO (Ml/d) | DO (Ml/d) | Description | Marginal Benefit (Ml/d) | DO (Ml/d) | Description | Marginal Benefit (Ml/d) | DO (Ml/d) | Ml/d | Ml/d
Historic Droughts | 1976 | 1.6% chance in any given year | Y | n | 0 | (1) | 0 |  | (2) | 0 |  |  |  | 0 |  | (1) | 0
| 1921 | 1% chance in any given year | Y | Y | 0 | (1) | 0 |  | (2) | 0 |  |  |  | 0 |  | (1) | 0
Additional Drought Scenarios | 200 | Severe Drought | n | Y | 0 | (1) | 0 |  | (2) | 0 |  |  | (3) | 0 |  | (1) | 0
| 500 | Extreme Drought | n | n | 0 | (1) | 0 |  | (2) | 0 |  |  | (3) | 0 |  | (1) | 0
Reported DO for WRMP tables highlighted in yellow
10.5 Summary report
WRMP DO Overview | [8 empty] | Drought Plan Overview
No drought resilience work was carried out for this WRZ as it is a bulk import see Appendix A9 for more information. | [8 empty] | N/A
Additional Drought Scenarios | [8 empty] | Drought Supply Measures and Demand Restrictions Further Details
N/A | [8 empty] | List individual measures used in scenario e.g. (6) No data entered into these cells- N/A for the WRZ
Impact on Supply Demand
N/A
Demands
N/A