## TITLE PAGE
Water Resources Planning Tables 2019
v15 - June 2018
All queries on the content of this workbook should be sent to:
water-company-plan@environment-agency.gov.uk
Water resource zone information
Company: |  | Hafren Dyfrdwy
Resource Zone Name: |  | Saltney |  |  |  | Data validation: Cell D20
Resource Zone Number: |  | 1 |  |  |  | Dry Year Annual Average
Planning Scenario Name: |  | Dry Year Annual Average | DYAA | Normal Year Annual Average |  | Dry Year Critical Period
Chosen Level of Service: |  | no more than 1 in 40 years |  |  |  | Dry Year Annual Average - benchmarking data
Base Year: |  | 2016/17 |  |  |  | Dry Year Critical Period - benchmarking data
Responsible Officer: |  | Liz Franks | Signed: | L Franks | Dated:
Version: |  | 1 |  | [Digital signature is acceptable]
Key to cells
Clear cells - indicate an input is required
Yellow shaded cells - indicates a formula.
Blue shaded cells - indicate base year data.
Light grey shaded cells - indicate preceding years.
Dark grey cells - indicate that no data entry is required.
Worksheet |  | Content
WRZ summary |  | Supply-Demand Balance and components
1. BL Licences |  | Baseline water resources
2. BL Supply |  | Baseline water supplies
3. BL Demand |  | Baseline demand
4. BL SDB |  | Baseline supply demand balance
5. Feasible options |  | Fixed and Variable costs, Net Present Value, AIC and AISC of all feasible options (confidential)
6. Preferred options |  | High level costs of preferred options (Dry Year) - publicly available
7. FP Supply |  | Final Planning water supplies (impact of Scenario options)
8. FP Demand |  | Final Planning demand (impact of Scenario options)
9. FP SDB |  | Final Planning supply demand balance
10. Drought plan links |  | Drought plan links

## WRZ summary
Summary graphs of water resources planning tables data
Hafren Dyfrdwy
Saltney
DERIVATION | DESCRIPTION | UNITS |  | For info 2017-18 | For info 2018-19 | For info 2019-20 | 2020-21 | 2021-22 | 2022-23 | 2023-24 | 2024-25 | 2025-26 | 2026-27 | 2027-28 | 2028-29 | 2029-30 | 2030-31 | 2031-32 | 2032-33 | 2033-34 | 2034-35 | 2035-36 | 2036-37 | 2037-38 | 2038-39 | 2039-40 | 2040-41 | 2041-42 | 2042-43 | 2043-44 | 2044-45
SUPPLY
13BL | Total water available for use | Ml/d | 3.5136 | 3.5136 | 3.5136 | 3.5136 | 3.5136 | 3.5136 | 3.5136 | 3.5136 | 3.5136 | 3.5136 | 3.5136 | 3.5136 | 3.5136 | 3.5136 | 3.5136 | 3.5136 | 3.5136 | 3.5136 | 3.5136 | 3.5136 | 3.5136 | 3.5136 | 3.5136 | 3.5136 | 3.5136 | 3.5136 | 3.5136 | 3.5136 | 3.5136
13FP | Total water available for use | Ml/d | 3.5136 | 3.5136 | 3.5136 | 3.5136 | 3.5136 | 3.5136 | 3.5136 | 3.5136 | 3.5136 | 3.5136 | 3.5136 | 3.5136 | 3.5136 | 3.5136 | 3.5136 | 3.5136 | 3.5136 | 3.5136 | 3.5136 | 3.5136 | 3.5136 | 3.5136 | 3.5136 | 3.5136 | 3.5136 | 3.5136 | 3.5136 | 3.5136 | 3.5136
| DEMAND |  | 0
26BL | Unmeasured household consumption | Ml/d | 1.0915 | 1.0587 | 1.0269 | 0.99577 | 0.96362 | 0.93281 | 0.90317 | 0.87413 | 0.84613 | 0.81919 | 0.79316 | 0.76804 | 0.74348 | 0.71978 | 0.69647 | 0.6741 | 0.65248 | 0.63128 | 0.61113 | 0.59173 | 0.57298 | 0.55485 | 0.53705 | 0.52013 | 0.50368 | 0.48787 | 0.47261 | 0.45772 | 0.44339
26FP | Unmeasured household consumption | Ml/d | 1.0915 | 1.0587 | 1.0269 | 0.99577 | 0.96362 | 0.93281 | 0.90317 | 0.87413 | 0.84613 | 0.81919 | 0.79316 | 0.76804 | 0.74348 | 0.71978 | 0 | 0 | 0 | 0 | 0 | 0 | 0 | 0 | 0 | 0 | 5.5511e-17 | 0 | 5.5511e-17 | 0 | 0
25BL | Measured household consumption | Ml/d | 0.71555 | 0.73104 | 0.74644 | 0.76174 | 0.7744 | 0.78708 | 0.7998 | 0.81253 | 0.82531 | 0.83547 | 0.84571 | 0.85598 | 0.86633 | 0.87674 | 0.8841 | 0.89147 | 0.8987 | 0.90583 | 0.91286 | 0.92047 | 0.92804 | 0.93556 | 0.94293 | 0.95017 | 0.95725 | 0.96459 | 0.97213 | 0.97914 | 0.98602
25FP | Measured household consumption | Ml/d | 0.71555 | 0.73104 | 0.74644 | 0.76174 | 0.7744 | 0.78708 | 0.7998 | 0.81253 | 0.82531 | 0.83547 | 0.84571 | 0.85598 | 0.86633 | 0.87674 | 1.5109 | 1.4982 | 1.4859 | 1.474 | 1.4629 | 1.453 | 1.4437 | 1.4349 | 1.4263 | 1.4183 | 1.4106 | 1.4037 | 1.3975 | 1.3911 | 1.3851
23BL+24BL | Non-household consumption | Ml/d | 0.86949 | 0.87408 | 0.87434 | 0.87452 | 0.87478 | 0.87504 | 0.8753 | 0.87556 | 0.87582 | 0.876 | 0.87626 | 0.87652 | 0.87678 | 0.87704 | 0.87722 | 0.87748 | 0.87774 | 0.878 | 0.87826 | 0.87852 | 0.8787 | 0.87896 | 0.87922 | 0.87948 | 0.87974 | 0.88 | 0.88018 | 0.88044 | 0.8807
23FP+24FP | Non-household consumption | Ml/d | 0.86949 | 0.87408 | 0.87434 | 0.87452 | 0.87478 | 0.87504 | 0.8753 | 0.87556 | 0.87582 | 0.876 | 0.87626 | 0.87652 | 0.87678 | 0.87704 | 0.87722 | 0.87748 | 0.87774 | 0.878 | 0.87826 | 0.87852 | 0.8787 | 0.87896 | 0.87922 | 0.87948 | 0.87974 | 0.88 | 0.88018 | 0.88044 | 0.8807
40BL | Total leakage | Ml/d | 0.50282 | 0.30912 | 0.30771 | 0.30635 | 0.30635 | 0.30635 | 0.30635 | 0.30635 | 0.30635 | 0.30635 | 0.30635 | 0.30635 | 0.30635 | 0.30635 | 0.30635 | 0.30635 | 0.30635 | 0.30635 | 0.30635 | 0.30635 | 0.30635 | 0.30635 | 0.30635 | 0.30635 | 0.30635 | 0.30635 | 0.30635 | 0.30635 | 0.30635
40FP | Total leakage | Ml/d | 0.50282 | 0.30912 | 0.30771 | 0.30635 | 0.29716 | 0.28797 | 0.27878 | 0.26959 | 0.2604 | 0.25259 | 0.24477 | 0.23696 | 0.22915 | 0.22134 | 0.2147 | 0.20806 | 0.20142 | 0.19478 | 0.18814 | 0.18438 | 0.18061 | 0.17685 | 0.17309 | 0.16932 | 0.16594 | 0.16255 | 0.15916 | 0.15578 | 0.15239
11BL-(23BL:26BL)-40BL | Other components of demand | Ml/d | 0.013069 | 0.013069 | 0.013069 | 0.013069 | 0.013069 | 0.013069 | 0.013069 | 0.013069 | 0.013069 | 0.013069 | 0.013069 | 0.013069 | 0.013069 | 0.013069 | 0.013069 | 0.013069 | 0.013069 | 0.013069 | 0.013069 | 0.013069 | 0.013069 | 0.013069 | 0.013069 | 0.013069 | 0.013069 | 0.013069 | 0.013069 | 0.013069 | 0.013069
11FP-(23FP:26FP)-40FP | Other components of demand | Ml/d | 0.013069 | 0.013069 | 0.013069 | 0.013069 | 0.013069 | 0.013069 | 0.013069 | 0.013069 | 0.013069 | 0.013069 | 0.013069 | 0.013069 | 0.013069 | 0.013069 | 0.013069 | 0.013069 | 0.013069 | 0.013069 | 0.013069 | 0.013069 | 0.013069 | 0.013069 | 0.013069 | 0.013069 | 0.013069 | 0.013069 | 0.013069 | 0.013069 | 0.013069
| Total demand + target headroom (baseline) | Ml/d | 3.1925 | 2.986 | 2.9685 | 2.9514 | 2.9322 | 2.9143 | 2.8977 | 2.8816 | 2.8667 | 2.8501 | 2.8345 | 2.82 | 2.806 | 2.793 | 2.7772 | 2.7625 | 2.7483 | 2.7345 | 2.7217 | 2.7102 | 2.6991 | 2.6888 | 2.6786 | 2.6692 | 2.6601 | 2.6519 | 2.6443 | 2.6367 | 2.6295
| Total demand + target headroom (final plan) | Ml/d | 3.1925 | 2.986 | 2.9685 | 2.9514 | 2.923 | 2.896 | 2.8701 | 2.8449 | 2.8207 | 2.7963 | 2.773 | 2.7506 | 2.7288 | 2.708 | 2.6159 | 2.5968 | 2.5782 | 2.5598 | 2.5423 | 2.529 | 2.5161 | 2.5038 | 2.4916 | 2.4802 | 2.4693 | 2.4593 | 2.4499 | 2.4404 | 2.4312
SUPPLY-DEMAND BALANCE
16BL | Target headroom | Ml/d | 0 | 0 | 0 | 0 | 0 | 0 | 0 | 0 | 0 | 0 | 0 | 0 | 0 | 0 | 0 | 0 | 0 | 0 | 0 | 0 | 0 | 0 | 0 | 0 | 0 | 0 | 0 | 0 | 0
16FP | Target headroom | Ml/d | 0 | 0 | 0 | 0 | 0 | 0 | 0 | 0 | 0 | 0 | 0 | 0 | 0 | 0 | 0 | 0 | 0 | 0 | 0 | 0 | 0 | 0 | 0 | 0 | 0 | 0 | 0 | 0 | 0
17BL | Available headroom | Ml/d | 0.32113 | 0.52757 | 0.5451 | 0.56215 | 0.58139 | 0.59925 | 0.61592 | 0.63196 | 0.64692 | 0.66351 | 0.67906 | 0.69364 | 0.70759 | 0.72061 | 0.73639 | 0.75113 | 0.76525 | 0.77906 | 0.79193 | 0.80345 | 0.81446 | 0.82481 | 0.83498 | 0.8444 | 0.85351 | 0.86172 | 0.86926 | 0.87689 | 0.88407
17FP | Available headroom | Ml/d | 0.32113 | 0.52757 | 0.5451 | 0.56215 | 0.59058 | 0.61763 | 0.64349 | 0.66872 | 0.69287 | 0.71728 | 0.74063 | 0.76303 | 0.78479 | 0.80563 | 0.89769 | 0.91684 | 0.93543 | 0.95377 | 0.97125 | 0.9846 | 0.9975 | 1.0098 | 1.022 | 1.0334 | 1.0443 | 1.0543 | 1.0637 | 1.0732 | 1.0824
Baseline Supply-Demand Balance:
|  | 2020-21 | 2021-22 | 2022-23 | 2023-24 | 2024-25 | 2025-26 | 2026-27 | 2027-28 | 2028-29 | 2029-30 | 2030-31 | 2031-32 | 2032-33 | 2033-34 | 2034-35 | 2035-36 | 2036-37 | 2037-38 | 2038-39 | 2039-40 | 2040-41 | 2041-42 | 2042-43 | 2043-44 | 2044-45
| SDB (Ml/d) | 0.58139 | 0.59925 | 0.61592 | 0.63196 | 0.64692 | 0.66351 | 0.67906 | 0.69364 | 0.70759 | 0.72061 | 0.73639 | 0.75113 | 0.76525 | 0.77906 | 0.79193 | 0.80345 | 0.81446 | 0.82481 | 0.83498 | 0.8444 | 0.85351 | 0.86172 | 0.86926 | 0.87689 | 0.88407
Final Planning Supply-Demand Balance:
|  | 2020-21 | 2021-22 | 2022-23 | 2023-24 | 2024-25 | 2025-26 | 2026-27 | 2027-28 | 2028-29 | 2029-30 | 2030-31 | 2031-32 | 2032-33 | 2033-34 | 2034-35 | 2035-36 | 2036-37 | 2037-38 | 2038-39 | 2039-40 | 2040-41 | 2041-42 | 2042-43 | 2043-44 | 2044-45
| SDB (Ml/d) | 0.59058 | 0.61763 | 0.64349 | 0.66872 | 0.69287 | 0.71728 | 0.74063 | 0.76303 | 0.78479 | 0.80563 | 0.89769 | 0.91684 | 0.93543 | 0.95377 | 0.97125 | 0.9846 | 0.9975 | 1.0098 | 1.022 | 1.0334 | 1.0443 | 1.0543 | 1.0637 | 1.0732 | 1.0824
| Company: | 2026-27: Hafren Dyfrdwy
| Resource Zone Name | 2026-27: Saltney
Resource Zone Number: | bar: 2026-27
| Planning Scenario Name: | 2026-27: Dry Year Annual Average
| Chosen Level of Service: | 2026-27: no more than 1 in 40 years

## 1. BL Licences (hidden)
Table 1: Baseline licences |  |  |  |  | deployable output (Ml/d)
Row ref | Derivation | Licence number | Source name | Source type | Deployable output (Ml/d) | Annual licensed quantity (Ml/d) | Constraints on deployable output | Additional notes (if desired)
All individual licences:
0.1BL | Sum (0.1BL+...) | - | - | - | 0 | 0 | -
- | Input
Input
Grouped licences | Derivation | Licence number | Source name | Source type | DYAA deployable output (Ml/d) | Annual licensed quantity (Ml/d)
0.2BL | Sum (0.2BL+...) | - | Total | - | 0 | - | -
- | - | Group #: | [Enter name of group] | - | 0 | - | -
- | Input
- | Input
- | Input
- | Input
- | Input
Unused licences: | Derivation | Licence number | Source name | Source type | DYAA deployable output (Ml/d) | Annual licensed quantity (Ml/d) | Reason licence is unused
0.3BL | Sum (0.3BL+...) | - | - | - | 0 | 0 | -
Input
- | Input
New licences (within current AMP): | Derivation | Licence number | Source name | Source type | DYAA deployable output (Ml/d) | Annual licensed quantity (Ml/d) | Status of licence
0.4BL | Sum (0.4BL+...) | - | - | - | 0 | 0 | -
Input
- | Input
- | - | - | - | - | - | - | -
Company: |  | Hafren Dyfrdwy
Resource Zone Name: |  | Saltney
Resource Zone Number: |  | 1
Planning Scenario Name: |  | Dry Year Annual Average
Chosen Level of Service: |  | no more than 1 in 40 years
README
Note on C3: Please list only individual licences (i.e. not used in conjunctive use systems).
Note on B9: If additional lines are required please insert into middle of group to ensure automatic calculations pick up all data.
Note on B18: If additional lines are required please insert into middle of group to ensure automatic calculations pick up all data. DO NOT DELETE DEFAULT INPUT ROWS - If unrequired leave blank.
Note on J19: Please state if a licence has been applied for, approved, granted, awaiting mobilisation, or other specified status.
Note on C31: Do not delete default inserted input lines. These are required to generate the autosum of all additional rows added. Additional rows which the user enters can be deleted.

## 2. BL Supply
Table 2: Baseline supply
| Row ref | Component | Derivation | Unit | decimal places | 2016/17 | For info 2017-18 | For info 2018-19 | For info 2019-20 | 2020-21 | 2021-22 | 2022-23 | 2023-24 | 2024-25 | 2025-26 | 2026-27 | 2027-28 | 2028-29 | 2029-30 | 2030-31 | 2031-32 | 2032-33 | 2033-34 | 2034-35 | 2035-36 | 2036-37 | 2037-38 | 2038-39 | 2039-40 | 2040-41 | 2041-42 | 2042-43 | 2043-44 | 2044-45
| 1BL | Raw water abstracted | Input | Ml/d | 2 | 0 | 0 | 0 | 0 | 0 | 0 | 0 | 0 | 0 | 0 | 0 | 0 | 0 | 0 | 0 | 0 | 0 | 0 | 0 | 0 | 0 | 0 | 0 | 0 | 0 | 0 | 0 | 0 | 0
Resources | 2BL | Total raw water imported | sum(2.1BL+2.2BL+2.3BL...) | Ml/d | 2 | 0 | 0 | 0 | 0 | 0 | 0 | 0 | 0 | 0 | 0 | 0 | 0 | 0 | 0 | 0 | 0 | 0 | 0 | 0 | 0 | 0 | 0 | 0 | 0 | 0 | 0 | 0 | 0 | 0
| 2.1BL+ | Raw water imported from: None | Input | Ml/d | 2 | 0 | 0 | 0 | 0 | 0 | 0 | 0 | 0 | 0 | 0 | 0 | 0 | 0 | 0 | 0 | 0 | 0 | 0 | 0 | 0 | 0 | 0 | 0 | 0 | 0 | 0 | 0 | 0 | 0
| - | - | - | - | 2 |  | - | - | - | bar: 2021-22 to 2044-45
| 3BL | Total potable water imported | sum(3.1BL+3.2BL+3.3BL...) | Ml/d | 2 | 3.5136 | 3.5136 | 3.5136 | 3.5136 | 3.5136 | 3.5136 | 3.5136 | 3.5136 | 3.5136 | 3.5136 | 3.5136 | 3.5136 | 3.5136 | 3.5136 | 3.5136 | 3.5136 | 3.5136 | 3.5136 | 3.5136 | 3.5136 | 3.5136 | 3.5136 | 3.5136 | 3.5136 | 3.5136 | 3.5136 | 3.5136 | 3.5136 | 3.5136
| 3.1BL+ | Potable water imported from: Chester WRZ (STWL) | Input | Ml/d | 2 | 3.5136 | 3.5136 | 3.5136 | 3.5136 | 3.5136 | 3.5136 | 3.5136 | 3.5136 | 3.5136 | 3.5136 | 3.5136 | 3.5136 | 3.5136 | 3.5136 | 3.5136 | 3.5136 | 3.5136 | 3.5136 | 3.5136 | 3.5136 | 3.5136 | 3.5136 | 3.5136 | 3.5136 | 3.5136 | 3.5136 | 3.5136 | 3.5136 | 3.5136
| - | - | - | - | 2 | - | - | - | - | bar: 2020-21 to 2044-45
| 5BL | Total raw water exported (raw exports and non potable uses) | sum(5.1BL+5.2BL+...) | Ml/d | 2 | 0 | 0 | 0 | 0 | 0 | 0 | 0 | 0 | 0 | 0 | 0 | 0 | 0 | 0 | 0 | 0 | 0 | 0 | 0 | 0 | 0 | 0 | 0 | 0 | 0 | 0 | 0 | 0 | 0
| 5.1BL | Non potable water supplied to: | Input | Ml/d | 2 | 0 | 0 | 0 | 0 | 0 | 0 | 0 | 0 | 0 | 0 | 0 | 0 | 0 | 0 | 0 | 0 | 0 | 0 | 0 | 0 | 0 | 0 | 0 | 0 | 0 | 0 | 0 | 0 | 0
| 5.2BL+ | Raw water export to: None | Input | Ml/d | 2 | 0 | 0 | 0 | 0 | 0 | 0 | 0 | 0 | 0 | 0 | 0 | 0 | 0 | 0 | 0 | 0 | 0 | 0 | 0 | 0 | 0 | 0 | 0 | 0 | 0 | 0 | 0 | 0 | 0
| - |  | - | - | 2 | - | - | - | - | bar: 2020-21 to 2044-45
| 6BL | Total potable water exported | sum(6.1BL+6.2BL+6.3BL...) | Ml/d | 2 | 0 | 0 | 0 | 0 | 0 | 0 | 0 | 0 | 0 | 0 | 0 | 0 | 0 | 0 | 0 | 0 | 0 | 0 | 0 | 0 | 0 | 0 | 0 | 0 | 0 | 0 | 0 | 0 | 0
| 6.1BL+ | Potable water export to: None | Input | Ml/d | 2 | 0 | 0 | 0 | 0 | 0 | 0 | 0 | 0 | 0 | 0 | 0 | 0 | 0 | 0 | 0 | 0 | 0 | 0 | 0 | 0 | 0 | 0 | 0 | 0 | 0 | 0 | 0 | 0 | 0
| - |  | - | Ml/d | 2 | - | - | - | - | bar: 2020-21 to 2044-45
| 7BL | Deployable Output (baseline profile without reductions) | sum(0.1Bl+0.2BL+0.3BL+0.4BL) | Ml/d | 2 | 0 | 0 | 0 | 0 | 0 | 0 | 0 | 0 | 0 | 0 | 0 | 0 | 0 | 0 | 0 | 0 | 0 | 0 | 0 | 0 | 0 | 0 | 0 | 0 | 0 | 0 | 0 | 0 | 0
Resource (and process) Losses | 8BL | Baseline forecast changes to Deployable Output | sum(8.1BL+8.2BL+8.3BL) | Ml/d | 2 | 0 | 0 | 0 | 0 | 0 | 0 | 0 | 0 | 0 | 0 | 0 | 0 | 0 | 0 | 0 | 0 | 0 | 0 | 0 | 0 | 0 | 0 | 0 | 0 | 0 | 0 | 0 | 0 | 0
| 8.1BL | Change in DO due to climate change | Input (reductions must be expressed as -ve) | Ml/d | 2 | 0 | 0 | 0 | 0 | 0 | 0 | 0 | 0 | 0 | 0 | 0 | 0 | 0 | 0 | 0 | 0 | 0 | 0 | 0 | 0 | 0 | 0 | 0 | 0 | 0 | 0 | 0 | 0 | 0
| 8.2BL | Reductions to restore sustainable abstraction | sum(8.2BL sub components) | Ml/d | 2 | 0 | 0 | 0 | 0 | 0 | 0 | 0 | 0 | 0 | 0 | 0 | 0 | 0 | 0 | 0 | 0 | 0 | 0 | 0 | 0 | 0 | 0 | 0 | 0 | 0 | 0 | 0 | 0 | 0
| 8.2BL+ | Total for the zone | Input (zero or negative number) | Ml/d | 2 | 0 | 0 | 0 | 0 | 0 | 0 | 0 | 0 | 0 | 0 | 0 | 0 | 0 | 0 | 0 | 0 | 0 | 0 | 0 | 0 | 0 | 0 | 0 | 0 | 0 | 0 | 0 | 0 | 0
| - | None | - | - | 2 | - | - | - | - | bar: 2020-21 to 2044-45
| 8.3BL | Total other changes to DO (specify, e.g. nitrates): None | Input (reductions must be expressed as -ve) | Ml/d | 2 | 0 | 0 | 0 | 0 | 0 | 0 | 0 | 0 | 0 | 0 | 0 | 0 | 0 | 0 | 0 | 0 | 0 | 0 | 0 | 0 | 0 | 0 | 0 | 0 | 0 | 0 | 0 | 0 | 0
|  | None |  |  | 2 | 0 | 0 | 0 | 0 | 0 | 0 | 0 | 0 | 0 | 0 | 0 | 0 | 0 | 0 | 0 | 0 | 0 | 0 | 0 | 0 | 0 | 0 | 0 | 0 | 0 | 0 | 0 | 0 | 0
| - |  | - | - | 2 | - | - | - | - | bar: 2020-21 to 2044-45
| 9BL | Raw water losses, treatment works losses and operational use | Input | Ml/d | 2 | 0 | 0 | 0 | 0 | 0 | 0 | 0 | 0 | 0 | 0 | 0 | 0 | 0 | 0 | 0 | 0 | 0 | 0 | 0 | 0 | 0 | 0 | 0 | 0 | 0 | 0 | 0 | 0 | 0
| 10BL | Outage allowance | Input | Ml/d | 2 | 0 | 0 | 0 | 0 | 0 | 0 | 0 | 0 | 0 | 0 | 0 | 0 | 0 | 0 | 0 | 0 | 0 | 0 | 0 | 0 | 0 | 0 | 0 | 0 | 0 | 0 | 0 | 0 | 0
|  | Company: | Hafren Dyfrdwy
|  | Resource Zone Name: | Saltney
|  | Resource Zone Number: | 1
|  | Planning Scenario Name: | Dry Year Annual Average
|  | Chosen Level of Service: | no more than 1 in 40 years

## 3. BL Demand
Table 3: Baseline demand
| Row ref | Component | Derivation | Unit | Decimal places | 2016/17 | For info 2017-18 | For info 2018-19 | For info 2019-20 | 2020-21 | 2021-22 | 2022-23 | 2023-24 | 2024-25 | 2025-26 | 2026-27 | 2027-28 | 2028-29 | 2029-30 | 2030-31 | 2031-32 | 2032-33 | 2033-34 | 2034-35 | 2035-36 | 2036-37 | 2037-38 | 2038-39 | 2039-40 | 2040-41 | 2041-42 | 2042-43 | 2043-44 | 2044-45
Consumption | 19BL | Water delivered measured non-household | Input | Ml/d | 2 | 0.87067 | 0.87526 | 0.87552 | 0.8757 | 0.87596 | 0.87622 | 0.87648 | 0.87674 | 0.877 | 0.87718 | 0.87744 | 0.8777 | 0.87796 | 0.87822 | 0.8784 | 0.87866 | 0.87892 | 0.87918 | 0.87944 | 0.8797 | 0.87988 | 0.88014 | 0.8804 | 0.88066 | 0.88092 | 0.88118 | 0.88136 | 0.88162 | 0.88188
| 20BL | Water delivered unmeasured non- household | Input | Ml/d | 2 | 0.0032426 | 0.0032426 | 0.0032426 | 0.0032426 | 0.0032426 | 0.0032426 | 0.0032426 | 0.0032426 | 0.0032426 | 0.0032426 | 0.0032426 | 0.0032426 | 0.0032426 | 0.0032426 | 0.0032426 | 0.0032426 | 0.0032426 | 0.0032426 | 0.0032426 | 0.0032426 | 0.0032426 | 0.0032426 | 0.0032426 | 0.0032426 | 0.0032426 | 0.0032426 | 0.0032426 | 0.0032426 | 0.0032426
| 21BL | Water delivered measured household | Input | Ml/d | 2 | 0.75585 | 0.77258 | 0.78918 | 0.80567 | 0.81948 | 0.8333 | 0.84713 | 0.86095 | 0.87479 | 0.88584 | 0.89694 | 0.90806 | 0.91923 | 0.93045 | 0.93859 | 0.94672 | 0.9547 | 0.96256 | 0.9703 | 0.9786 | 0.98684 | 0.99503 | 1.003 | 1.0109 | 1.0186 | 1.0266 | 1.0347 | 1.0423 | 1.0498
| 22BL | Water delivered unmeasured household | Input | Ml/d | 2 | 1.1945 | 1.1583 | 1.1232 | 1.0889 | 1.0537 | 1.02 | 0.98746 | 0.95567 | 0.92499 | 0.89548 | 0.86695 | 0.83941 | 0.81252 | 0.78656 | 0.76106 | 0.73658 | 0.71292 | 0.68974 | 0.66768 | 0.64643 | 0.62589 | 0.60603 | 0.58655 | 0.56801 | 0.55 | 0.53267 | 0.51594 | 0.49963 | 0.48394
| 23BL | Measured Non Household - Consumption | 19BL-34BL | Ml/d | 2 | 0.86634 | 0.87093 | 0.87119 | 0.87137 | 0.87163 | 0.87189 | 0.87215 | 0.87241 | 0.87267 | 0.87285 | 0.87311 | 0.87337 | 0.87363 | 0.87389 | 0.87406 | 0.87433 | 0.87459 | 0.87485 | 0.87511 | 0.87537 | 0.87554 | 0.87581 | 0.87607 | 0.87633 | 0.87659 | 0.87685 | 0.87702 | 0.87729 | 0.87755
| 24BL | Unmeasured Non Household - Consumption | 20BL-35BL | Ml/d | 2 | 0.0031517 | 0.0031517 | 0.0031517 | 0.0031517 | 0.0031517 | 0.0031517 | 0.0031517 | 0.0031517 | 0.0031517 | 0.0031517 | 0.0031517 | 0.0031517 | 0.0031517 | 0.0031517 | 0.0031517 | 0.0031517 | 0.0031517 | 0.0031517 | 0.0031517 | 0.0031517 | 0.0031517 | 0.0031517 | 0.0031517 | 0.0031517 | 0.0031517 | 0.0031517 | 0.0031517 | 0.0031517 | 0.0031517
| 25BL | Measured Household - Consumption | 21BL-36BL | Ml/d | 2 | 0.71555 | 0.73104 | 0.74644 | 0.76174 | 0.7744 | 0.78708 | 0.7998 | 0.81253 | 0.82531 | 0.83547 | 0.84571 | 0.85598 | 0.86633 | 0.87674 | 0.8841 | 0.89147 | 0.8987 | 0.90583 | 0.91286 | 0.92047 | 0.92804 | 0.93556 | 0.94293 | 0.95017 | 0.95725 | 0.96459 | 0.97213 | 0.97914 | 0.98602
| 26BL | Unmeasured Household - Consumption | 22BL-37BL | Ml/d | 2 | 1.0915 | 1.0587 | 1.0269 | 0.99577 | 0.96362 | 0.93281 | 0.90317 | 0.87413 | 0.84613 | 0.81919 | 0.79316 | 0.76804 | 0.74348 | 0.71978 | 0.69647 | 0.6741 | 0.65248 | 0.63128 | 0.61113 | 0.59173 | 0.57298 | 0.55485 | 0.53705 | 0.52013 | 0.50368 | 0.48787 | 0.47261 | 0.45772 | 0.44339
| 27 - | Percentage of consumption driven by climate change | Input | % | 1 | 0.032311 | 0.064601 | 0.09687 | 0.12912 | 0.16135 | 0.19355 | 0.22574 | 0.2579 | 0.29005 | 0.32217 | 0.35428 | 0.38636 | 0.41842 | 0.45046 | 0.48248 | 0.51448 | 0.54646 | 0.57842 | 0.61036 | 0.64228 | 0.67417 | 0.70605 | 0.73791 | 0.76974 | 0.80156 | 0.83335 | 0.86513 | 0.89688 | 0.92862
| 28 - | Volume of consumption driven by climate change |  | Ml/d | 1 | 0.00086483 | 0.0017209 | 0.0025649 | 0.0033984 | 0.0042156 | 0.0050226 | 0.0058202 | 0.0066081 | 0.0073883 | 0.0081531 | 0.0089105 | 0.0096611 | 0.010404 | 0.011142 | 0.011858 | 0.012569 | 0.013273 | 0.01397 | 0.014662 | 0.015355 | 0.016043 | 0.016729 | 0.017409 | 0.018087 | 0.018762 | 0.019438 | 0.020114 | 0.020783 | 0.021452
PCC and consumption by component | 29BL | Measured Household - PCC | (25BL*1,000,000)/(51BL*1,000) | l/h/d | 1 | 133.3 | 132 | 130.8 | 129.8 | 128.4 | 127.2 | 126.2 | 125.2 | 124.4 | 123.3 | 122.6 | 122.1 | 121.6 | 121.2 | 120.5 | 119.8 | 119.2 | 118.6 | 118.1 | 117.7 | 117.3 | 117 | 116.7 | 116.4 | 116.1 | 115.9 | 115.7 | 115.5 | 115.3
| 29.1BL | Measured toilet flushing | Input | l/h/d | 1 | 30.7276 | 28.8007 | 27.7692 | 26.8155 | 25.8131 | 24.8844 | 24.0244 | 23.1915 | 22.4205 | 21.6196 | 20.9114 | 20.2562 | 19.6181 | 19.0121 | 18.905 | 18.7969 | 18.7036 | 18.6095 | 18.5303 | 18.4661 | 18.4013 | 18.3515 | 18.3012 | 18.2504 | 18.1991 | 18.1631 | 18.1266 | 18.0897 | 18.0524
| 29.2BL | Measured personal washing | Input | l/h/d | 1 | 55.5323 | 56.88 | 57.273 | 57.7219 | 57.9619 | 58.2605 | 58.6225 | 58.9583 | 59.3643 | 59.6031 | 60.0125 | 60.5013 | 60.9731 | 61.4793 | 61.1833 | 60.8872 | 60.6418 | 60.3963 | 60.2017 | 60.058 | 59.9144 | 59.822 | 59.7296 | 59.6373 | 59.5451 | 59.5042 | 59.4635 | 59.423 | 59.3825
| 29.3BL | Measured clothes washing | Input | l/h/d | 1 | 16.5438 | 16.1732 | 15.9202 | 15.6921 | 15.4163 | 15.1658 | 14.9403 | 14.7159 | 14.5162 | 14.2828 | 14.0972 | 13.9356 | 13.775 | 13.6265 | 13.4572 | 13.2884 | 13.1313 | 12.9747 | 12.8295 | 12.6954 | 12.5616 | 12.4387 | 12.3158 | 12.1932 | 12.0706 | 11.9585 | 11.8465 | 11.7344 | 11.6223
| 29.4BL | Measured dish washing | Input | l/h/d | 1 | 12.9869 | 12.8436 | 12.713 | 12.5989 | 12.4432 | 12.3048 | 12.1837 | 12.0609 | 11.9559 | 11.8208 | 11.7229 | 11.6431 | 11.5623 | 11.4902 | 11.4275 | 11.3647 | 11.3112 | 11.2576 | 11.2134 | 11.1786 | 11.1437 | 11.1183 | 11.0927 | 11.0672 | 11.0415 | 11.0253 | 11.009 | 10.9928 | 10.9764
| 29.5BL | Measured miscellaneous internal use | Input | l/h/d | 1 | 15.9118 | 15.6226 | 15.413 | 15.2277 | 14.9964 | 14.7896 | 14.607 | 14.4252 | 14.2674 | 14.0761 | 13.9314 | 13.8102 | 13.6894 | 13.5806 | 13.4869 | 13.3945 | 13.3145 | 13.2357 | 13.1691 | 13.1145 | 13.0609 | 13.0192 | 12.9782 | 12.938 | 12.8984 | 12.8706 | 12.8434 | 12.8167 | 12.7905
| 29.6BL | Measured external use | Input | l/h/d | 1 | 1.5977 | 1.68 | 1.7115 | 1.7439 | 1.769 | 1.795 | 1.8222 | 1.8481 | 1.8757 | 1.8976 | 1.9245 | 1.9537 | 1.9821 | 2.0114 | 2.0402 | 2.0684 | 2.0976 | 2.1262 | 2.1561 | 2.1873 | 2.2181 | 2.2504 | 2.2824 | 2.314 | 2.3453 | 2.3783 | 2.411 | 2.4435 | 2.4758
| 29.7BL | Measured water efficiency | Input | l/h/d | 1
| 30BL | Unmeasured Household - PCC | (26BL*1,000,000)/(52BL*1,000) | l/h/d | 1 | 167.3 | 167.3 | 167.3 | 167.2 | 166.7 | 166.3 | 166 | 165.5 | 165.1 | 164.8 | 164.4 | 164 | 163.6 | 163.2 | 162.8 | 162.4 | 162 | 161.5 | 161.1 | 160.8 | 160.5 | 160.1 | 159.7 | 159.4 | 159.1 | 158.8 | 158.6 | 158.3 | 158
| 30.1BL | Unmeasured toilet flushing | Input | l/h/d | 1 | 38.0932 | 36.177 | 35.2189 | 34.2402 | 33.1829 | 32.1507 | 31.1417 | 30.0999 | 29.0813 | 28.0844 | 27.0743 | 26.0689 | 25.0681 | 24.0718 | 23.9939 | 23.916 | 23.8381 | 23.7457 | 23.6679 | 23.6049 | 23.542 | 23.4644 | 23.3869 | 23.324 | 23.2612 | 23.1984 | 23.1502 | 23.0874 | 23.0246
| 30.2BL | Unmeasured personal washing | Input | l/h/d | 1 | 69.189 | 71.2626 | 72.2992 | 73.2919 | 74.1054 | 74.9576 | 75.8503 | 76.6467 | 77.4837 | 78.363 | 79.1904 | 80.0126 | 80.8299 | 81.6421 | 81.5123 | 81.3821 | 81.2517 | 81.071 | 80.9399 | 80.8591 | 80.778 | 80.6464 | 80.5147 | 80.433 | 80.3511 | 80.269 | 80.2373 | 80.1548 | 80.0721
| 30.3BL | Unmeasured clothes washing | Input | l/h/d | 1 | 20.1445 | 19.9036 | 19.7831 | 19.6508 | 19.4719 | 19.3052 | 19.1507 | 18.9737 | 18.8087 | 18.6556 | 18.4917 | 18.3283 | 18.1655 | 18.0033 | 17.8307 | 17.6585 | 17.4867 | 17.3046 | 17.1337 | 16.9738 | 16.8141 | 16.6443 | 16.4749 | 16.3162 | 16.1576 | 15.9994 | 15.8514 | 15.6935 | 15.5359
| 30.4BL | Unmeasured dish washing | Input | l/h/d | 1 | 15.8975 | 15.8725 | 15.8599 | 15.8379 | 15.7779 | 15.7275 | 15.6866 | 15.6268 | 15.5765 | 15.5356 | 15.4854 | 15.4352 | 15.385 | 15.3349 | 15.2983 | 15.2617 | 15.2251 | 15.1791 | 15.1424 | 15.1152 | 15.088 | 15.0513 | 15.0147 | 14.9874 | 14.9601 | 14.9328 | 14.9149 | 14.8876 | 14.8603
| 30.5BL | Unmeasured miscellaneous internal use | Input | l/h/d | 1 | 22.1838 | 22.1839 | 22.1838 | 22.1705 | 22.1041 | 22.0509 | 22.0109 | 21.9444 | 21.8911 | 21.851 | 21.7977 | 21.7443 | 21.6909 | 21.6375 | 21.6031 | 21.5686 | 21.534 | 21.4861 | 21.4514 | 21.4299 | 21.4084 | 21.3736 | 21.3387 | 21.317 | 21.2953 | 21.2735 | 21.2651 | 21.2433 | 21.2214
| 30.6BL | Unmeasured external use | Input | l/h/d | 1 | 1.792 | 1.9004 | 1.9551 | 2.0088 | 2.0578 | 2.1081 | 2.1597 | 2.2086 | 2.2588 | 2.3104 | 2.3605 | 2.4107 | 2.4606 | 2.5104 | 2.5618 | 2.6131 | 2.6644 | 2.7134 | 2.7646 | 2.8171 | 2.8695 | 2.9201 | 2.9701 | 3.0224 | 3.0747 | 3.1269 | 3.1811 | 3.2334 | 3.2857
| 29.7BL | Unmeasured water efficiency | Input | l/h/d | 1
| 31BL | Average Household - PCC | ((25BL+26BL)*1,000,000))/(51BL+52BL*1,000) | l/h/d | 1 | 151.9468 | 150.7936 | 149.6912 | 148.6046 | 147.1844 | 145.8304 | 144.5547 | 143.3118 | 142.1432 | 140.829 | 139.8172 | 138.8722 | 137.9676 | 137.1295 | 136.0488 | 135.0402 | 134.0725 | 133.119 | 132.2353 | 131.4557 | 130.7138 | 130.0115 | 129.3124 | 128.6674 | 128.0347 | 127.4654 | 126.9494 | 126.4054 | 125.8875
| 32BL | Water Taken Unbilled | Input | Ml/d | 2 | 0.0021953 | 0.0021953 | 0.0021953 | 0.0021953 | 0.0021953 | 0.0021953 | 0.0021953 | 0.0021953 | 0.0021953 | 0.0021953 | 0.0021953 | 0.0021953 | 0.0021953 | 0.0021953 | 0.0021953 | 0.0021953 | 0.0021953 | 0.0021953 | 0.0021953 | 0.0021953 | 0.0021953 | 0.0021953 | 0.0021953 | 0.0021953 | 0.0021953 | 0.0021953 | 0.0021953 | 0.0021953 | 0.0021953
| 33BL | Distribution System Operational Use | Input | Ml/d | 2 | 0.010874 | 0.010874 | 0.010874 | 0.010874 | 0.010874 | 0.010874 | 0.010874 | 0.010874 | 0.010874 | 0.010874 | 0.010874 | 0.010874 | 0.010874 | 0.010874 | 0.010874 | 0.010874 | 0.010874 | 0.010874 | 0.010874 | 0.010874 | 0.010874 | 0.010874 | 0.010874 | 0.010874 | 0.010874 | 0.010874 | 0.010874 | 0.010874 | 0.010874
Leakage | 34BL | Measured Non Household - USPL | Input | Ml/d | 2 | 0.004332 | 0.004332 | 0.004332 | 0.004332 | 0.004332 | 0.004332 | 0.004332 | 0.004332 | 0.004332 | 0.004332 | 0.004332 | 0.004332 | 0.004332 | 0.004332 | 0.004332 | 0.004332 | 0.004332 | 0.004332 | 0.004332 | 0.004332 | 0.004332 | 0.004332 | 0.004332 | 0.004332 | 0.004332 | 0.004332 | 0.004332 | 0.004332 | 0.004332
| 35BL | Unmeasured Non Household - USPL | Input | Ml/d | 2 | 9.0872e-05 | 9.0872e-05 | 9.0872e-05 | 9.0872e-05 | 9.0872e-05 | 9.0872e-05 | 9.0872e-05 | 9.0872e-05 | 9.0872e-05 | 9.0872e-05 | 9.0872e-05 | 9.0872e-05 | 9.0872e-05 | 9.0872e-05 | 9.0872e-05 | 9.0872e-05 | 9.0872e-05 | 9.0872e-05 | 9.0872e-05 | 9.0872e-05 | 9.0872e-05 | 9.0872e-05 | 9.0872e-05 | 9.0872e-05 | 9.0872e-05 | 9.0872e-05 | 9.0872e-05 | 9.0872e-05 | 9.0872e-05
| 36BL | Measured Household - USPL | Input | Ml/d | 2 | 0.040303 | 0.041537 | 0.042745 | 0.043928 | 0.045086 | 0.046219 | 0.04733 | 0.048418 | 0.049485 | 0.050369 | 0.051233 | 0.052077 | 0.052903 | 0.05371 | 0.054489 | 0.055251 | 0.055995 | 0.056724 | 0.057438 | 0.058127 | 0.058803 | 0.059465 | 0.060112 | 0.060747 | 0.061368 | 0.061978 | 0.062576 | 0.063163 | 0.063739
| 37BL | Unmeasured Household - USPL | Input | Ml/d | 2 | 0.10292 | 0.099554 | 0.096296 | 0.093142 | 0.090095 | 0.087145 | 0.084295 | 0.081537 | 0.078867 | 0.076287 | 0.07379 | 0.071374 | 0.06904 | 0.06678 | 0.064593 | 0.062482 | 0.060438 | 0.058459 | 0.056544 | 0.054696 | 0.052907 | 0.051175 | 0.049498 | 0.047881 | 0.046316 | 0.0448 | 0.043333 | 0.041913 | 0.040544
| 38BL | Void Properties - USPL | Input | Ml/d | 2 | 0.0058069 | 0.0058069 | 0.0058069 | 0.0058069 | 0.0058069 | 0.0058069 | 0.0058069 | 0.0058069 | 0.0058069 | 0.0058069 | 0.0058069 | 0.0058069 | 0.0058069 | 0.0058069 | 0.0058069 | 0.0058069 | 0.0058069 | 0.0058069 | 0.0058069 | 0.0058069 | 0.0058069 | 0.0058069 | 0.0058069 | 0.0058069 | 0.0058069 | 0.0058069 | 0.0058069 | 0.0058069 | 0.0058069
| 39BL | Distribution Losses | Input | Ml/d | 2 | 0.34936 | 0.1578 | 0.15844 | 0.15905 | 0.16094 | 0.16276 | 0.1645 | 0.16617 | 0.16777 | 0.16947 | 0.1711 | 0.17267 | 0.17418 | 0.17563 | 0.17704 | 0.17839 | 0.17969 | 0.18094 | 0.18214 | 0.1833 | 0.18441 | 0.18548 | 0.18651 | 0.18749 | 0.18844 | 0.18934 | 0.19021 | 0.19105 | 0.19184
| 40BL | Total Leakage | sum(34BL:39BL) | Ml/d | 2 | 0.50282 | 0.30912 | 0.30771 | 0.30635 | 0.30635 | 0.30635 | 0.30635 | 0.30635 | 0.30635 | 0.30635 | 0.30635 | 0.30635 | 0.30635 | 0.30635 | 0.30635 | 0.30635 | 0.30635 | 0.30635 | 0.30635 | 0.30635 | 0.30635 | 0.30635 | 0.30635 | 0.30635 | 0.30635 | 0.30635 | 0.30635 | 0.30635 | 0.30635
| 41BL | Total Leakage | (40BL*1,000,000)/(48BL*1,000) | l/prop/d | 2 | 85.2237 | 52.0945 | 51.5619 | 51.0443 | 50.7571 | 50.4732 | 50.1913 | 49.9132 | 49.6382 | 49.469 | 49.3009 | 49.1346 | 48.9684 | 48.8033 | 48.6461 | 48.4889 | 48.3333 | 48.1787 | 48.0252 | 47.8768 | 47.7293 | 47.5827 | 47.4377 | 47.2926 | 47.1483 | 47.0049 | 46.8624 | 46.7207 | 46.5789
Customer: Properties | 42BL | Measured non-households - properties | Input (total, excluding voids) | 000's | 2 | 0.4332 | 0.4332 | 0.4332 | 0.4332 | 0.4332 | 0.4332 | 0.4332 | 0.4332 | 0.4332 | 0.4332 | 0.4332 | 0.4332 | 0.4332 | 0.4332 | 0.4332 | 0.4332 | 0.4332 | 0.4332 | 0.4332 | 0.4332 | 0.4332 | 0.4332 | 0.4332 | 0.4332 | 0.4332 | 0.4332 | 0.4332 | 0.4332 | 0.4332
| 43BL | Unmeasured non-households - properties | Input (total, excluding voids) | 000's | 2 | 0.0022947 | 0.0022947 | 0.0022947 | 0.0022947 | 0.0022947 | 0.0022947 | 0.0022947 | 0.0022947 | 0.0022947 | 0.0022947 | 0.0022947 | 0.0022947 | 0.0022947 | 0.0022947 | 0.0022947 | 0.0022947 | 0.0022947 | 0.0022947 | 0.0022947 | 0.0022947 | 0.0022947 | 0.0022947 | 0.0022947 | 0.0022947 | 0.0022947 | 0.0022947 | 0.0022947 | 0.0022947 | 0.0022947
| 44BL | All void non-households - properties | Input (voids in each year) | 000's | 2 | 0.08604 | 0.08604 | 0.08604 | 0.08604 | 0.08604 | 0.08604 | 0.08604 | 0.08604 | 0.08604 | 0.08604 | 0.08604 | 0.08604 | 0.08604 | 0.08604 | 0.08604 | 0.08604 | 0.08604 | 0.08604 | 0.08604 | 0.08604 | 0.08604 | 0.08604 | 0.08604 | 0.08604 | 0.08604 | 0.08604 | 0.08604 | 0.08604 | 0.08604
| 45BL | Total measured households - properties (excl void) | Pre-plan year = input. Forecast years = Previous year 45BL + sum(45.1BL:45.6BL) | 000's | 2 | 2.6983 | 2.8172 | 2.9333 | 3.0469 | 3.1578 | 3.2662 | 3.3723 | 3.4759 | 3.5774 | 3.6636 | 3.7478 | 3.8299 | 3.91 | 3.9882 | 4.0637 | 4.1374 | 4.2094 | 4.2797 | 4.3484 | 4.4148 | 4.4798 | 4.5433 | 4.6053 | 4.6659 | 4.7253 | 4.7834 | 4.8403 | 4.8959 | 4.9505
| 45.1BL | New build properties - properties | Input (new builds in each year) | 000's | 2 | 0.036624 | 0.036624 | 0.036624 | 0.036624 | 0.036624 | 0.036624 | 0.036624 | 0.036624 | 0.036624 | 0.023593 | 0.023593 | 0.023593 | 0.023593 | 0.023593 | 0.022713 | 0.022713 | 0.022713 | 0.022713 | 0.022713 | 0.022008 | 0.022008 | 0.022008 | 0.022008 | 0.022008 | 0.022008 | 0.022008 | 0.022008 | 0.022008 | 0.022008
| 45.2BL | Meter optants - properties | Input (meter optants in each year) | 000's | 2 | 0.066527 | 0.083167 | 0.080448 | 0.077815 | 0.075266 | 0.072804 | 0.07042 | 0.068118 | 0.065888 | 0.063731 | 0.061646 | 0.059629 | 0.057676 | 0.05579 | 0.053964 | 0.052197 | 0.05049 | 0.048839 | 0.04724 | 0.045692 | 0.044199 | 0.042753 | 0.041353 | 0.039999 | 0.038692 | 0.037427 | 0.036202 | 0.035017 | 0.033869
| 45.3BL | Compulsory metering - properties | Input (compulsory meters in each year) | 000's | 2 | 0 | 0 | 0 | 0 | 0 | 0 | 0 | 0 | 0 | 0 | 0 | 0 | 0 | 0 | 0 | 0 | 0 | 0 | 0 | 0 | 0 | 0 | 0 | 0 | 0 | 0 | 0 | 0 | 0
| 45.4BL | Metering on change of occupancy - properties | Input (change of occupancy meters in each year) | 000's | 2 | 0 | 0 | 0 | 0 | 0 | 0 | 0 | 0 | 0 | 0 | 0 | 0 | 0 | 0 | 0 | 0 | 0 | 0 | 0 | 0 | 0 | 0 | 0 | 0 | 0 | 0 | 0 | 0 | 0
| 45.5BL | Selective metering - properties | Input (selective meters in each year) | 000's | 2 | 0 | 0 | 0 | 0 | 0 | 0 | 0 | 0 | 0 | 0 | 0 | 0 | 0 | 0 | 0 | 0 | 0 | 0 | 0 | 0 | 0 | 0 | 0 | 0 | 0 | 0 | 0 | 0 | 0
| 45.6BL | Other changes to existing metering - properties | Input (other changes to meters in each year) | 000's | 2 | -0.00089676 | -0.00089676 | -0.00089676 | -0.00089676 | -0.00098644 | -0.00098644 | -0.00098644 | -0.0010761 | -0.0010761 | -0.0010761 | -0.0010761 | -0.0011658 | -0.0011658 | -0.0011658 | -0.0011658 | -0.0011658 | -0.0012555 | -0.0012555 | -0.0012555 | -0.0012555 | -0.0012555 | -0.0012555 | -0.0013451 | -0.0013451 | -0.0013451 | -0.0013451 | -0.0013451 | -0.0013451 | -0.0013451
| 45.7BL | Measured void households - properties | Input (voids in each year) | 000's | 2 | 0.035811 | 0.035811 | 0.035811 | 0.035811 | 0.035811 | 0.035811 | 0.035811 | 0.035811 | 0.035811 | 0.035811 | 0.035811 | 0.035811 | 0.035811 | 0.035811 | 0.035811 | 0.035811 | 0.035811 | 0.035811 | 0.035811 | 0.035811 | 0.035811 | 0.035811 | 0.035811 | 0.035811 | 0.035811 | 0.035811 | 0.035811 | 0.035811 | 0.035811
| 46BL | Unmeasured households - properties (excl void) | Input (total) | 000's | 2 | 2.599 | 2.514 | 2.4317 | 2.3521 | 2.2751 | 2.2006 | 2.1287 | 2.059 | 1.9916 | 1.9264 | 1.8634 | 1.8024 | 1.7434 | 1.6864 | 1.6311 | 1.5778 | 1.5262 | 1.4762 | 1.4279 | 1.3812 | 1.336 | 1.2923 | 1.25 | 1.2091 | 1.1696 | 1.1313 | 1.0943 | 1.0584 | 1.0238
| 47BL | Unmeasured void households - properties | Input (voids in each year) | 000's | 2 | 0.045381 | 0.045381 | 0.045381 | 0.045381 | 0.045381 | 0.045381 | 0.045381 | 0.045381 | 0.045381 | 0.045381 | 0.045381 | 0.045381 | 0.045381 | 0.045381 | 0.045381 | 0.045381 | 0.045381 | 0.045381 | 0.045381 | 0.045381 | 0.045381 | 0.045381 | 0.045381 | 0.045381 | 0.045381 | 0.045381 | 0.045381 | 0.045381 | 0.045381
| 48BL | Total Resource Zone Properties (incl voids) | SUM(42BL:45BL)+45.7BL+46BL+47BL | 000's | 2 | 5.9 | 5.9339 | 5.9678 | 6.0017 | 6.0356 | 6.0696 | 6.1037 | 6.1377 | 6.1717 | 6.1928 | 6.2139 | 6.2349 | 6.2561 | 6.2773 | 6.2976 | 6.318 | 6.3383 | 6.3586 | 6.379 | 6.3988 | 6.4185 | 6.4383 | 6.458 | 6.4778 | 6.4976 | 6.5174 | 6.5373 | 6.5571 | 6.577
Customer: Population | 49BL | Measured Non Household - Population | Input (total) | 000's | 2 | 0.080085 | 0.080085 | 0.080085 | 0.080085 | 0.080085 | 0.080085 | 0.080085 | 0.080085 | 0.080085 | 0.080085 | 0.080085 | 0.080085 | 0.080085 | 0.080085 | 0.080085 | 0.080085 | 0.080085 | 0.080085 | 0.080085 | 0.080085 | 0.080085 | 0.080085 | 0.080085 | 0.080085 | 0.080085 | 0.080085 | 0.080085 | 0.080085 | 0.080085
| 50BL | Unmeasured Non Household - Population | Input (total) | 000's | 2 | 0.012069 | 0.012069 | 0.012069 | 0.012069 | 0.012069 | 0.012069 | 0.012069 | 0.012069 | 0.012069 | 0.012069 | 0.012069 | 0.012069 | 0.012069 | 0.012069 | 0.012069 | 0.012069 | 0.012069 | 0.012069 | 0.012069 | 0.012069 | 0.012069 | 0.012069 | 0.012069 | 0.012069 | 0.012069 | 0.012069 | 0.012069 | 0.012069 | 0.012069
| 51BL | Measured Household - Population | Input (total) | 000's | 2 | 5.3695 | 5.5401 | 5.7068 | 5.8698 | 6.029 | 6.1857 | 6.339 | 6.4888 | 6.6352 | 6.7782 | 6.8967 | 7.012 | 7.1241 | 7.2331 | 7.3391 | 7.4415 | 7.541 | 7.6377 | 7.7319 | 7.8234 | 7.9123 | 7.9988 | 8.0829 | 8.165 | 8.2452 | 8.3236 | 8.4003 | 8.4752 | 8.5486
| 52BL | Unmeasured Household - Population | Input (total) | 000's | 2 | 6.5234 | 6.3288 | 6.1401 | 5.957 | 5.7794 | 5.608 | 5.4418 | 5.2803 | 5.1236 | 4.9713 | 4.8248 | 4.6824 | 4.5439 | 4.4094 | 4.2785 | 4.1519 | 4.0288 | 3.9092 | 3.793 | 3.6801 | 3.571 | 3.465 | 3.362 | 3.2621 | 3.1652 | 3.0713 | 2.9802 | 2.8918 | 2.8061
| 53BL | Total Resource Zone Population | Sum(49BL:52BL) | 000's | 2 | 11.9851 | 11.9611 | 11.9391 | 11.9189 | 11.9006 | 11.8859 | 11.8729 | 11.8613 | 11.851 | 11.8416 | 11.8136 | 11.7865 | 11.7602 | 11.7346 | 11.7098 | 11.6855 | 11.6619 | 11.6391 | 11.617 | 11.5957 | 11.5754 | 11.5559 | 11.5371 | 11.5193 | 11.5026 | 11.487 | 11.4726 | 11.4592 | 11.4468
Occupancy | 54BL | Measured Household - Occupancy Rate (average) (excl voids) | 51BL/45BL | h/prop | 1 | 1.99 | 1.9666 | 1.9455 | 1.9265 | 1.9093 | 1.8938 | 1.8797 | 1.8668 | 1.8548 | 1.8501 | 1.8402 | 1.8309 | 1.822 | 1.8136 | 1.806 | 1.7986 | 1.7915 | 1.7847 | 1.7781 | 1.7721 | 1.7662 | 1.7606 | 1.7551 | 1.7499 | 1.7449 | 1.7401 | 1.7355 | 1.7311 | 1.7268
| 55BL | Unmeasured Household - Occupancy Rate | 52BL/46BL | h/prop | 1 | 2.51 | 2.5174 | 2.525 | 2.5327 | 2.5402 | 2.5484 | 2.5564 | 2.5645 | 2.5726 | 2.5805 | 2.5892 | 2.5979 | 2.6063 | 2.6147 | 2.623 | 2.6314 | 2.6397 | 2.648 | 2.6564 | 2.6644 | 2.6728 | 2.6812 | 2.6897 | 2.6979 | 2.7063 | 2.7148 | 2.7234 | 2.7322 | 2.7408
Metering | 56BL | Total Household Metering penetration (excl. voids) | 45BL/45BL+46BL | % | 0 | 50.94% | 52.84% | 54.67% | 56.43% | 58.12% | 59.75% | 61.3% | 62.8% | 64.24% | 65.54% | 66.79% | 68% | 69.16% | 70.28% | 71.36% | 72.39% | 73.39% | 74.35% | 75.28% | 76.17% | 77.03% | 77.85% | 78.65% | 79.42% | 80.16% | 80.87% | 81.56% | 82.22% | 82.86%
| 57BL | Total Household Metering penetration (incl. voids) | 45BL/(45BL+45.7BL+46BL+47BL) | % | 0 | 50.17% | 52.05% | 53.86% | 55.6% | 57.27% | 58.87% | 60.41% | 61.89% | 63.31% | 64.6% | 65.84% | 67.03% | 68.18% | 69.29% | 70.35% | 71.38% | 72.37% | 73.32% | 74.24% | 75.12% | 75.97% | 76.79% | 77.58% | 78.34% | 79.07% | 79.78% | 80.46% | 81.12% | 81.75%
|  | Company: | Hafren Dyfrdwy
|  | Resource Zone Name: | Saltney
|  | Resource Zone Number: | 1
|  | Planning Scenario Name: | Dry Year Annual Average
|  | Chosen Level of Service: | no more than 1 in 40 years

## 4. BL SDB
Table 4: Baseline supply demand balance
| Row ref | Component | Derivation | Unit | Decimal places | 2016/17 | For info 2017-18 | For info 2018-19 | For info 2019-20 | 2020-21 | 2021-22 | 2022-23 | 2023-24 | 2024-25 | 2025-26 | 2026-27 | 2027-28 | 2028-29 | 2029-30 | 2030-31 | 2031-32 | 2032-33 | 2033-34 | 2034-35 | 2035-36 | 2036-37 | 2037-38 | 2038-39 | 2039-40 | 2040-41 | 2041-42 | 2042-43 | 2043-44 | 2044-45
SDB | 11BL | Distribution input | 19BL+20BL+21BL+22BL+32BL+33BL+38BL+39BL | Ml/d | 2 | 3.1925 | 2.986 | 2.9685 | 2.9514 | 2.9322 | 2.9143 | 2.8977 | 2.8816 | 2.8667 | 2.8501 | 2.8345 | 2.82 | 2.806 | 2.793 | 2.7772 | 2.7625 | 2.7483 | 2.7345 | 2.7217 | 2.7102 | 2.6991 | 2.6888 | 2.6786 | 2.6692 | 2.6601 | 2.6519 | 2.6443 | 2.6367 | 2.6295
| 12BL | Water Available For Use (own sources) | (7BL+8BL)-(9BL+10BL) | Ml/d | 2 | 0 | 0 | 0 | 0 | 0 | 0 | 0 | 0 | 0 | 0 | 0 | 0 | 0 | 0 | 0 | 0 | 0 | 0 | 0 | 0 | 0 | 0 | 0 | 0 | 0 | 0 | 0 | 0 | 0
| 13BL | Total Water Available For Use | 12BL+(2BL+3BL)-(5BL+6BL) | Ml/d | 2 | 3.5136 | 3.5136 | 3.5136 | 3.5136 | 3.5136 | 3.5136 | 3.5136 | 3.5136 | 3.5136 | 3.5136 | 3.5136 | 3.5136 | 3.5136 | 3.5136 | 3.5136 | 3.5136 | 3.5136 | 3.5136 | 3.5136 | 3.5136 | 3.5136 | 3.5136 | 3.5136 | 3.5136 | 3.5136 | 3.5136 | 3.5136 | 3.5136 | 3.5136
| 14BL | Target headroom (climate change component) | Input | Ml/d | 2 | 0 | 0 | 0 | 0 | 0 | 0 | 0 | 0 | 0 | 0 | 0 | 0 | 0 | 0 | 0 | 0 | 0 | 0 | 0 | 0 | 0 | 0 | 0 | 0 | 0 | 0 | 0 | 0 | 0
| 15BL | Target headroom (All other components) | Input | Ml/d | 2 | 0 | 0 | 0 | 0 | 0 | 0 | 0 | 0 | 0 | 0 | 0 | 0 | 0 | 0 | 0 | 0 | 0 | 0 | 0 | 0 | 0 | 0 | 0 | 0 | 0 | 0 | 0 | 0 | 0
| 16BL | Target Headroom | 14BL+15BL | Ml/d | 2 | 0 | 0 | 0 | 0 | 0 | 0 | 0 | 0 | 0 | 0 | 0 | 0 | 0 | 0 | 0 | 0 | 0 | 0 | 0 | 0 | 0 | 0 | 0 | 0 | 0 | 0 | 0 | 0 | 0
| 17BL | Available Headroom | 13BL-11BL | Ml/d | 2 | 0.32113 | 0.52757 | 0.5451 | 0.56215 | 0.58139 | 0.59925 | 0.61592 | 0.63196 | 0.64692 | 0.66351 | 0.67906 | 0.69364 | 0.70759 | 0.72061 | 0.73639 | 0.75113 | 0.76525 | 0.77906 | 0.79193 | 0.80345 | 0.81446 | 0.82481 | 0.83498 | 0.8444 | 0.85351 | 0.86172 | 0.86926 | 0.87689 | 0.88407
| 18BL | Supply Demand Balance | 17BL-16BL | Ml/d | 2 | 0.32113 | 0.52757 | 0.5451 | 0.56215 | 0.58139 | 0.59925 | 0.61592 | 0.63196 | 0.64692 | 0.66351 | 0.67906 | 0.69364 | 0.70759 | 0.72061 | 0.73639 | 0.75113 | 0.76525 | 0.77906 | 0.79193 | 0.80345 | 0.81446 | 0.82481 | 0.83498 | 0.8444 | 0.85351 | 0.86172 | 0.86926 | 0.87689 | 0.88407
|  | Company: | Hafren Dyfrdwy
|  | Resource Zone Name: | Saltney
|  | Resource Zone Number: | 1
|  | Planning Scenario Name: | Dry Year Annual Average
|  | Chosen Level of Service: | no more than 1 in 40 years

## 5. Feasible Options
Table 5: Feasible options detailed costs | [18 empty] | ENTER DISCOUNT RATE % |  |  |  | 3.5% | 3.5% | 3.5% | 3.5% | 3.5% | 3.5% | 3.5% | 3.5% | 3.5% | 3.5% | 3.5% | 3.5% | 3.5% | 3.5% | 3.5% | 3.5% | 3.5% | 3.5% | 3.5% | 3.5% | 3.5% | 3.5% | 3.5% | 3.5% | 3.5% | 3.5% | 3.5% | 3.5% | 3.5% | 3% | 3% | 3% | 3% | 3% | 3% | 3% | 3% | 3% | 3% | 3% | 3% | 3% | 3% | 3% | 3% | 3% | 3% | 3% | 3% | 3% | 3% | 3% | 3% | 3% | 3% | 3% | 3% | 3% | 3% | 3% | 3% | 3% | 3% | 3% | 3% | 3% | 3% | 3% | 3% | 3% | 3% | 3% | 3% | 3% | 2.5% | 2.5% | 2.5% | 2.5% | 2.5% | 2.5% | 2.5% | 2.5% | 2.5% | 2.5% | 2.5% | 2.5% | 2.5% | 2.5% | 2.5% | 2.5% | 2.5% | 2.5% | 2.5% | 2.5% | 2.5% | 2.5% | 2.5% | 2.5% | 2.5% | 2.5% | 2.5% | 2.5% | 2.5%
Detail the gains in WAFU / savings in demand, and the costs of feasible options under capacity use scenario | [18 empty] | ENTER DISCOUNT PERIOD (YRS) | 80 |  | 1 | 0.96618 | 0.93351 | 0.90194 | 0.87144 | 0.84197 | 0.8135 | 0.78599 | 0.75941 | 0.73373 | 0.70892 | 0.68495 | 0.66178 | 0.6394 | 0.61778 | 0.59689 | 0.57671 | 0.5572 | 0.53836 | 0.52016 | 0.50257 | 0.48557 | 0.46915 | 0.45329 | 0.43796 | 0.42315 | 0.40884 | 0.39501 | 0.38165 | 0.36875 | 0.35801 | 0.34758 | 0.33746 | 0.32763 | 0.31809 | 0.30882 | 0.29983 | 0.29109 | 0.28261 | 0.27438 | 0.26639 | 0.25863 | 0.2511 | 0.24379 | 0.23669 | 0.22979 | 0.2231 | 0.2166 | 0.21029 | 0.20417 | 0.19822 | 0.19245 | 0.18684 | 0.1814 | 0.17612 | 0.17099 | 0.16601 | 0.16117 | 0.15648 | 0.15192 | 0.14749 | 0.1432 | 0.13903 | 0.13498 | 0.13105 | 0.12723 | 0.12352 | 0.11993 | 0.11643 | 0.11304 | 0.10975 | 0.10655 | 0.10345 | 0.10044 | 0.097511 | 0.095133 | 0.092813 | 0.090549 | 0.08834 | 0.086186 | Note: If option costs are required from beyond year 80 then the NPV calculation formula must be amended manually to cover the extended period
[22 empty] | 1 | 2 | 3 | 4 | 5 | 6 | 7 | 8 | 9 | 10 | 11 | 12 | 13 | 14 | 15 | 16 | 17 | 18 | 19 | 20 | 21 | 22 | 23 | 24 | 25 | 26 | 27 | 28 | 29 | 30 | 31 | 32 | 33 | 34 | 35 | 36 | 37 | 38 | 39 | 40 | 41 | 42 | 43 | 44 | 45 | 46 | 47 | 48 | 49 | 50 | 51 | 52 | 53 | 54 | 55 | 56 | 57 | 58 | 59 | 60 | 61 | 62 | 63 | 64 | 65 | 66 | 67 | 68 | 69 | 70 | 71 | 72 | 73 | 74 | 75 | 76 | 77 | 78 | 79 | 80 | 81 | 82 | 83 | 84 | 85 | 86 | 87 | 88 | 89 | 90 | 91 | 92 | 93 | 94 | 95 | 96 | 97 | 98 | 99 | 100 | 101 | 102 | 103 | 104
Row ref | Option name | Option reference no. | Type of option | Preferred Option (Y/N) | Earliest potential option start date (Year) | Costs based on capacity | WAFU on full implementation (Ml/d) | NPV of WAFU (Ml) | CAPEX NPV (£000) | OPEX NPV (£000) | NPV of opex savings (£000) | NPV of carbon (£000) | Social & Env. NPV (£000) | TOTAL NPV (£000) | AIC (p/m3) | AISC (p/m3) | Scope confidence (score 1 to 5) | Cost confidence (score 1 to 5) | Cost component | Derivation | Unit | Year 1 | Year 2 | Year 3 | Year 4 | Year 5 | Year 6 | Year 7 | Year 8 | Year 9 | Year 10 | Year 11 | Year 12 | Year 13 | Year 14 | Year 15 | Year 16 | Year 17 | Year 18 | Year 19 | Year 20 | Year 21 | Year 22 | Year 23 | Year 24 | Year 25 | Year 26 | Year 27 | Year 28 | Year 29 | Year 30 | Year 31 | Year 32 | Year 33 | Year 34 | Year 35 | Year 36 | Year 37 | Year 38 | Year 39 | Year 40 | Year 41 | Year 42 | Year 43 | Year 44 | Year 45 | Year 46 | Year 47 | Year 48 | Year 49 | Year 50 | Year 51 | Year 52 | Year 53 | Year 54 | Year 55 | Year 56 | Year 57 | Year 58 | Year 59 | Year 60 | Year 61 | Year 62 | Year 63 | Year 64 | Year 65 | Year 66 | Year 67 | Year 68 | Year 69 | Year 70 | Year 71 | Year 72 | Year 73 | Year 74 | Year 75 | Year 76 | Year 77 | Year 78 | Year 79 | Year 80 | Year 81 | Year 82 | Year 83 | Year 84 | Year 85 | Year 86 | Year 87 | Year 88 | Year 89 | Year 90 | Year 91 | Year 92 | Year 93 | Year 94 | Year 95 | Year 96 | Year 97 | Year 98 | Year 99 | Year 100 | Year 101 | Year 102 | Year 103 | Year 104
58a | RESOURCE SIDE | bar: 1 Year 1 to 80 Year 80
58.1a | Options to increase raw water abstractions | [17 empty] | Total Mld for SDB component |  |  | 0 | 0 | 0 | 0 | 0 | 0 | 0 | 0 | 0 | 0 | 0 | 0 | 0 | 0 | 0 | 0 | 0 | 0 | 0 | 0 | 0 | 0 | 0 | 0 | 0 | 0 | 0 | 0 | 0 | 0 | 0 | 0 | 0 | 0 | 0 | 0 | 0 | 0 | 0 | 0 | 0 | 0 | 0 | 0 | 0 | 0 | 0 | 0 | 0 | 0 | 0 | 0 | 0 | 0 | 0 | 0 | 0 | 0 | 0 | 0 | 0 | 0 | 0 | 0 | 0 | 0 | 0 | 0 | 0 | 0 | 0 | 0 | 0 | 0 | 0 | 0 | 0 | 0 | 0 | 0 | 0 | 0 | 0 | 0 | 0 | 0 | 0 | 0 | 0 | 0 | 0 | 0 | 0 | 0 | 0 | 0 | 0 | 0 | 0 | 0 | 0 | 0 | 0 | 0
58.2a | Options to increase raw imports | [20 empty] | 0 | 0 | 0 | 0 | 0 | 0 | 0 | 0 | 0 | 0 | 0 | 0 | 0 | 0 | 0 | 0 | 0 | 0 | 0 | 0 | 0 | 0 | 0 | 0 | 0 | 0 | 0 | 0 | 0 | 0 | 0 | 0 | 0 | 0 | 0 | 0 | 0 | 0 | 0 | 0 | 0 | 0 | 0 | 0 | 0 | 0 | 0 | 0 | 0 | 0 | 0 | 0 | 0 | 0 | 0 | 0 | 0 | 0 | 0 | 0 | 0 | 0 | 0 | 0 | 0 | 0 | 0 | 0 | 0 | 0 | 0 | 0 | 0 | 0 | 0 | 0 | 0 | 0 | 0 | 0 | 0 | 0 | 0 | 0 | 0 | 0 | 0 | 0 | 0 | 0 | 0 | 0 | 0 | 0 | 0 | 0 | 0 | 0 | 0 | 0 | 0 | 0 | 0 | 0
58.3a | Options to increase potable imports | [20 empty] | 0 | 0 | 0 | 0 | 0 | 0 | 0 | 0 | 0 | 0 | 0 | 0 | 0 | 0 | 0 | 0 | 0 | 0 | 0 | 0 | 0 | 0 | 0 | 0 | 0 | 0 | 0 | 0 | 0 | 0 | 0 | 0 | 0 | 0 | 0 | 0 | 0 | 0 | 0 | 0 | 0 | 0 | 0 | 0 | 0 | 0 | 0 | 0 | 0 | 0 | 0 | 0 | 0 | 0 | 0 | 0 | 0 | 0 | 0 | 0 | 0 | 0 | 0 | 0 | 0 | 0 | 0 | 0 | 0 | 0 | 0 | 0 | 0 | 0 | 0 | 0 | 0 | 0 | 0 | 0 | 0 | 0 | 0 | 0 | 0 | 0 | 0 | 0 | 0 | 0 | 0 | 0 | 0 | 0 | 0 | 0 | 0 | 0 | 0 | 0 | 0 | 0 | 0 | 0
58.4a | Options to reduce raw water losses and operational use | [20 empty] | 0 | 0 | 0 | 0 | 0 | 0 | 0 | 0 | 0 | 0 | 0 | 0 | 0 | 0 | 0 | 0 | 0 | 0 | 0 | 0 | 0 | 0 | 0 | 0 | 0 | 0 | 0 | 0 | 0 | 0 | 0 | 0 | 0 | 0 | 0 | 0 | 0 | 0 | 0 | 0 | 0 | 0 | 0 | 0 | 0 | 0 | 0 | 0 | 0 | 0 | 0 | 0 | 0 | 0 | 0 | 0 | 0 | 0 | 0 | 0 | 0 | 0 | 0 | 0 | 0 | 0 | 0 | 0 | 0 | 0 | 0 | 0 | 0 | 0 | 0 | 0 | 0 | 0 | 0 | 0 | 0 | 0 | 0 | 0 | 0 | 0 | 0 | 0 | 0 | 0 | 0 | 0 | 0 | 0 | 0 | 0 | 0 | 0 | 0 | 0 | 0 | 0 | 0 | 0
58.5a | Options to reduce raw water exports | [20 empty] | 0 | 0 | 0 | 0 | 0 | 0 | 0 | 0 | 0 | 0 | 0 | 0 | 0 | 0 | 0 | 0 | 0 | 0 | 0 | 0 | 0 | 0 | 0 | 0 | 0 | 0 | 0 | 0 | 0 | 0 | 0 | 0 | 0 | 0 | 0 | 0 | 0 | 0 | 0 | 0 | 0 | 0 | 0 | 0 | 0 | 0 | 0 | 0 | 0 | 0 | 0 | 0 | 0 | 0 | 0 | 0 | 0 | 0 | 0 | 0 | 0 | 0 | 0 | 0 | 0 | 0 | 0 | 0 | 0 | 0 | 0 | 0 | 0 | 0 | 0 | 0 | 0 | 0 | 0 | 0 | 0 | 0 | 0 | 0 | 0 | 0 | 0 | 0 | 0 | 0 | 0 | 0 | 0 | 0 | 0 | 0 | 0 | 0 | 0 | 0 | 0 | 0 | 0 | 0
58.6a | Options to reduce potable water exports | [20 empty] | 0 | 0 | 0 | 0 | 0 | 0 | 0 | 0 | 0 | 0 | 0 | 0 | 0 | 0 | 0 | 0 | 0 | 0 | 0 | 0 | 0 | 0 | 0 | 0 | 0 | 0 | 0 | 0 | 0 | 0 | 0 | 0 | 0 | 0 | 0 | 0 | 0 | 0 | 0 | 0 | 0 | 0 | 0 | 0 | 0 | 0 | 0 | 0 | 0 | 0 | 0 | 0 | 0 | 0 | 0 | 0 | 0 | 0 | 0 | 0 | 0 | 0 | 0 | 0 | 0 | 0 | 0 | 0 | 0 | 0 | 0 | 0 | 0 | 0 | 0 | 0 | 0 | 0 | 0 | 0 | 0 | 0 | 0 | 0 | 0 | 0 | 0 | 0 | 0 | 0 | 0 | 0 | 0 | 0 | 0 | 0 | 0 | 0 | 0 | 0 | 0 | 0 | 0 | 0
58.7a | Other options to increase Deployable Output | [20 empty] | 0 | 0 | 0 | 0 | 0 | 0 | 0 | 0 | 0 | 0 | 0 | 0 | 0 | 0 | 0 | 0 | 0 | 0 | 0 | 0 | 0 | 0 | 0 | 0 | 0 | 0 | 0 | 0 | 0 | 0 | 0 | 0 | 0 | 0 | 0 | 0 | 0 | 0 | 0 | 0 | 0 | 0 | 0 | 0 | 0 | 0 | 0 | 0 | 0 | 0 | 0 | 0 | 0 | 0 | 0 | 0 | 0 | 0 | 0 | 0 | 0 | 0 | 0 | 0 | 0 | 0 | 0 | 0 | 0 | 0 | 0 | 0 | 0 | 0 | 0 | 0 | 0 | 0 | 0 | 0 | 0 | 0 | 0 | 0 | 0 | 0 | 0 | 0 | 0 | 0 | 0 | 0 | 0 | 0 | 0 | 0 | 0 | 0 | 0 | 0 | 0 | 0 | 0 | 0
59a | DISTRIBUTION SIDE | bar: 1 Year 1 to 80 Year 80
59.1a | Options to reduce Distribution Losses | [20 empty] | 0 | 0 | 0 | 0 | 0 | 0 | 0 | 0 | 0 | 0 | 0 | 0 | 0 | 0 | 0 | 0 | 0 | 0 | 0 | 0 | 0 | 0 | 0 | 0 | 0 | 0 | 0 | 0 | 0 | 0 | 0 | 0 | 0 | 0 | 0 | 0 | 0 | 0 | 0 | 0 | 0 | 0 | 0 | 0 | 0 | 0 | 0 | 0 | 0 | 0 | 0 | 0 | 0 | 0 | 0 | 0 | 0 | 0 | 0 | 0 | 0 | 0 | 0 | 0 | 0 | 0 | 0 | 0 | 0 | 0 | 0 | 0 | 0 | 0 | 0 | 0 | 0 | 0 | 0 | 0 | 0 | 0 | 0 | 0 | 0 | 0 | 0 | 0 | 0 | 0 | 0 | 0 | 0 | 0 | 0 | 0 | 0 | 0 | 0 | 0 | 0 | 0 | 0 | 0
58.1x | Active Leakage Control - Supply demand balance scenario | ALC1 | Active leakage management | N | 2020/21 | Capacity | 0.1892 | 1265.2572 | 2158.9095 | 92.0644 | -320.4368 | 0.33073 | 681.2045 | 2612.0723 | 152.5806 | 206.446 | 3 | 3 | Gains in WAFU / Savings in demand | Input | Ml/d | 0 | 0.0011 | 0.0011 | 0.0099 | 0.0187 | 0.0286 | 0.0363 | 0.0429 | 0.0517 | 0.0605 | 0.0693 | 0.0748 | 0.0803 | 0.0858 | 0.0924 | 0.099 | 0.1067 | 0.1144 | 0.1232 | 0.1331 | 0.143 | 0.1529 | 0.165 | 0.176 | 0.1892 | 0.2002 | 0.2002 | 0.2002 | 0.2002 | 0.2002 | 0.2002 | 0.2002 | 0.2002 | 0.2002 | 0.2002 | 0.2002 | 0.2002 | 0.2002 | 0.2002 | 0.2002 | 0.2002 | 0.2002 | 0.2002 | 0.2002 | 0.2002 | 0.2002 | 0.2002 | 0.2002 | 0.2002 | 0.2002 | 0.2002 | 0.2002 | 0.2002 | 0.2002 | 0.2002 | 0.2002 | 0.2002 | 0.2002 | 0.2002 | 0.2002 | 0.2002 | 0.2002 | 0.2002 | 0.2002 | 0.2002 | 0.2002 | 0.2002 | 0.2002 | 0.2002 | 0.2002 | 0.2002 | 0.2002 | 0.2002 | 0.2002 | 0.2002 | 0.2002 | 0.2002 | 0.2002 | 0.2002 | 0.2002
[19 empty] | Fixed capex | Input | £000s | 0.79798 | 0.80164 | 0.86604 | 0.89321 | 0.92564 | 0.93738 | 0.97531 | 1.0322 | 1.1218 | 1.1417 | 1.1195 | 1.1324 | 1.1473 | 1.1639 | 1.1811 | 1.2008 | 1.2256 | 1.2531 | 1.2841 | 1.3201 | 1.3642 | 1.4168 | 1.4857 | 1.5822 | 1.7399 | 1.7399 | 1.7399 | 1.7399 | 1.7399 | 1.7399 | 1.7399 | 1.7399 | 1.7399 | 1.7399 | 1.7399 | 1.7399 | 1.7399 | 1.7399 | 1.7399 | 1.7399 | 1.7399 | 1.7399 | 1.7399 | 1.7399 | 1.7399 | 1.7399 | 1.7399 | 1.7399 | 1.7399 | 1.7399 | 1.7399 | 1.7399 | 1.7399 | 1.7399 | 1.7399 | 1.7399 | 1.7399 | 1.7399 | 1.7399 | 1.7399 | 1.7399 | 1.7399 | 1.7399 | 1.7399 | 1.7399 | 1.7399 | 1.7399 | 1.7399 | 1.7399 | 1.7399 | 1.7399 | 1.7399 | 1.7399 | 1.7399 | 1.7399 | 1.7399 | 1.7399 | 1.7399 | 1.7399 | 1.7399
[19 empty] | Variable capex | Input | £000s | 17.0647 | 17.2081 | 19.5734 | 21.377 | 23.5867 | 25.1545 | 27.6551 | 31.261 | 36.4994 | 39.2106 | 40.0461 | 41.7702 | 43.7229 | 45.9171 | 48.3115 | 51.015 | 54.1994 | 57.8328 | 62.0106 | 66.868 | 72.6898 | 79.7014 | 88.6224 | 100.8008 | 120.3858 | 120.3858 | 120.3858 | 120.3858 | 120.3858 | 120.3858 | 120.3858 | 120.3858 | 120.3858 | 120.3858 | 120.3858 | 120.3858 | 120.3858 | 120.3858 | 120.3858 | 120.3858 | 120.3858 | 120.3858 | 120.3858 | 120.3858 | 120.3858 | 120.3858 | 120.3858 | 120.3858 | 120.3858 | 120.3858 | 120.3858 | 120.3858 | 120.3858 | 120.3858 | 120.3858 | 120.3858 | 120.3858 | 120.3858 | 120.3858 | 120.3858 | 120.3858 | 120.3858 | 120.3858 | 120.3858 | 120.3858 | 120.3858 | 120.3858 | 120.3858 | 120.3858 | 120.3858 | 120.3858 | 120.3858 | 120.3858 | 120.3858 | 120.3858 | 120.3858 | 120.3858 | 120.3858 | 120.3858 | 120.3858
[19 empty] | Financing costs | Input | £000s
[19 empty] | Fixed opex | Input | £000s
[19 empty] | Variable opex | Input | £000s | 1.8891 | 1.8978 | 2.0502 | 2.1146 | 2.1914 | 2.2192 | 2.3089 | 2.4435 | 2.6558 | 2.7029 | 2.6502 | 2.6808 | 2.7161 | 2.7555 | 2.796 | 2.8428 | 2.9015 | 2.9665 | 3.0401 | 3.1253 | 3.2295 | 3.3542 | 3.5172 | 3.7456 | 4.1191 | 4.1191 | 4.1191 | 4.1191 | 4.1191 | 4.1191 | 4.1191 | 4.1191 | 4.1191 | 4.1191 | 4.1191 | 4.1191 | 4.1191 | 4.1191 | 4.1191 | 4.1191 | 4.1191 | 4.1191 | 4.1191 | 4.1191 | 4.1191 | 4.1191 | 4.1191 | 4.1191 | 4.1191 | 4.1191 | 4.1191 | 4.1191 | 4.1191 | 4.1191 | 4.1191 | 4.1191 | 4.1191 | 4.1191 | 4.1191 | 4.1191 | 4.1191 | 4.1191 | 4.1191 | 4.1191 | 4.1191 | 4.1191 | 4.1191 | 4.1191 | 4.1191 | 4.1191 | 4.1191 | 4.1191 | 4.1191 | 4.1191 | 4.1191 | 4.1191 | 4.1191 | 4.1191 | 4.1191 | 4.1191
[19 empty] | Opex savings | Input | £000s | 0 | 0.10168 | 0.10168 | 0.91515 | 1.7286 | 2.6438 | 3.3555 | 3.9656 | 4.7791 | 5.5926 | 6.406 | 6.9145 | 7.4229 | 7.9313 | 8.5414 | 9.1515 | 9.8633 | 10.5751 | 11.3885 | 12.3037 | 13.2188 | 14.134 | 15.2525 | 16.2693 | 17.4895 | 18.5063 | 18.5063 | 18.5063 | 18.5063 | 18.5063 | 18.5063 | 18.5063 | 18.5063 | 18.5063 | 18.5063 | 18.5063 | 18.5063 | 18.5063 | 18.5063 | 18.5063 | 18.5063 | 18.5063 | 18.5063 | 18.5063 | 18.5063 | 18.5063 | 18.5063 | 18.5063 | 18.5063 | 18.5063 | 18.5063 | 18.5063 | 18.5063 | 18.5063 | 18.5063 | 18.5063 | 18.5063 | 18.5063 | 18.5063 | 18.5063 | 18.5063 | 18.5063 | 18.5063 | 18.5063 | 18.5063 | 18.5063 | 18.5063 | 18.5063 | 18.5063 | 18.5063 | 18.5063 | 18.5063 | 18.5063 | 18.5063 | 18.5063 | 18.5063 | 18.5063 | 18.5063 | 18.5063 | 18.5063
[19 empty] | Fixed env & social | Input | £000s
[19 empty] | Variable env & social | Input | £000s | 0.032967 | 0.067422 | 0.5914 | 1.2373 | 2.0384 | 2.7334 | 3.6263 | 4.8894 | 6.6449 | 7.851 | 8.5422 | 9.3065 | 10.1688 | 11.139 | 12.2097 | 13.4137 | 14.8147 | 16.4225 | 18.277 | 20.4347 | 23.0108 | 26.1173 | 30.0493 | 35.3884 | 43.9461 | 43.9461 | 43.9461 | 43.9461 | 43.9461 | 43.9461 | 43.9461 | 43.9461 | 43.9461 | 43.9461 | 43.9461 | 43.9461 | 43.9461 | 43.9461 | 43.9461 | 43.9461 | 43.9461 | 43.9461 | 43.9461 | 43.9461 | 43.9461 | 43.9461 | 43.9461 | 43.9461 | 43.9461 | 43.9461 | 43.9461 | 43.9461 | 43.9461 | 43.9461 | 43.9461 | 43.9461 | 43.9461 | 43.9461 | 43.9461 | 43.9461 | 43.9461 | 43.9461 | 43.9461 | 43.9461 | 43.9461 | 43.9461 | 43.9461 | 43.9461 | 43.9461 | 43.9461 | 43.9461 | 43.9461 | 43.9461 | 43.9461 | 43.9461 | 43.9461 | 43.9461 | 43.9461 | 43.9461 | 43.9461
[19 empty] | Fixed carbon costs | Input | £000s
[19 empty] | Variable carbon costs | Input | £000s | 0.014098 | 0.013684 | 0.014283 | 0.014232 | 0.01425 | 0.013943 | 0.014017 | 0.014332 | 0.015051 | 0.0148 | 0.01402 | 0.013702 | 0.013413 | 0.013148 | 0.01289 | 0.012663 | 0.012487 | 0.012335 | 0.012213 | 0.012131 | 0.012112 | 0.012154 | 0.012314 | 0.01267 | 0.013462 | 0.013007 | 0.012567 | 0.012142 | 0.011731 | 0.011335 | 0.012664 | 0.012295 | 0.011937 | 0.011589 | 0.011252 | 0.010924 | 0.010606 | 0.010297 | 0.0099969 | 0.0097058 | 0.0094231 | 0.0091486 | 0.0088821 | 0.0086234 | 0.0083723 | 0.0081284 | 0.0078917 | 0.0076618 | 0.0074387 | 0.007222 | 0.0070116 | 0.0068074 | 0.0066091 | 0.0064166 | 0.0062298 | 0.0060483 | 0.0058721 | 0.0057011 | 0.0055351 | 0.0053738 | 0.0052173 | 0.0050654 | 0.0049178 | 0.0047746 | 0.0046355 | 0.0045005 | 0.0043694 | 0.0042422 | 0.0041186 | 0.0039986 | 0.0038822 | 0.0037691 | 0.0036593 | 0.0035527 | 0.0034493 | 0.0048238 | 0.0047062 | 0.0045914 | 0.0044794 | 0.0043701
[19 empty] | Customer willingness to pay | Input | £000s
[19 empty] | Total | Sum of above (excl WAFU) | £000s | 19.7988 | 20.0903 | 23.197 | 26.5514 | 30.4849 | 33.7022 | 37.9352 | 43.606 | 51.7161 | 56.5136 | 58.7779 | 61.818 | 65.1913 | 68.9201 | 73.0526 | 77.6364 | 83.0169 | 89.0623 | 96.0126 | 104.0639 | 113.5252 | 124.7359 | 138.9392 | 157.799 | 187.6939 | 188.7103 | 188.7099 | 188.7095 | 188.709 | 188.7086 | 188.71 | 188.7096 | 188.7092 | 188.7089 | 188.7086 | 188.7082 | 188.7079 | 188.7076 | 188.7073 | 188.707 | 188.7067 | 188.7065 | 188.7062 | 188.7059 | 188.7057 | 188.7054 | 188.7052 | 188.705 | 188.7047 | 188.7045 | 188.7043 | 188.7041 | 188.7039 | 188.7037 | 188.7035 | 188.7034 | 188.7032 | 188.703 | 188.7028 | 188.7027 | 188.7025 | 188.7024 | 188.7022 | 188.7021 | 188.7019 | 188.7018 | 188.7017 | 188.7016 | 188.7014 | 188.7013 | 188.7012 | 188.7011 | 188.701 | 188.7009 | 188.7008 | 188.7021 | 188.702 | 188.7019 | 188.7018 | 188.7017 | 0 | 0 | 0 | 0 | 0 | 0 | 0 | 0 | 0 | 0 | 0 | 0 | 0 | 0 | 0 | 0 | 0 | 0 | 0 | 0 | 0 | 0 | 0 | 0
58.1x | Active Leakage Control - National Infrustructure commision scenario | ALC2 | Active leakage management | Y | 2020/21 | Capacity | 0.20044 | 1413.1808 | 2394.2265 | 93.8699 | -357.8997 | 0.34557 | 796.3549 | 2926.8972 | 150.7377 | 207.1141 | 3 | 3 | Gains in WAFU / Savings in demand | Input | Ml/d | 0.00035176 | 0.00060023 | 0.0012214 | 0.0099329 | 0.019141 | 0.028723 | 0.039694 | 0.051163 | 0.063253 | 0.075839 | 0.089047 | 0.10146 | 0.11425 | 0.12753 | 0.14131 | 0.15546 | 0.16694 | 0.17916 | 0.19201 | 0.20044 | 0.20044 | 0.20044 | 0.20044 | 0.20044 | 0.20044 | 0.20044 | 0.20044 | 0.20044 | 0.20044 | 0.20044 | 0.20044 | 0.20044 | 0.20044 | 0.20044 | 0.20044 | 0.20044 | 0.20044 | 0.20044 | 0.20044 | 0.20044 | 0.20044 | 0.20044 | 0.20044 | 0.20044 | 0.20044 | 0.20044 | 0.20044 | 0.20044 | 0.20044 | 0.20044 | 0.20044 | 0.20044 | 0.20044 | 0.20044 | 0.20044 | 0.20044 | 0.20044 | 0.20044 | 0.20044 | 0.20044 | 0.20044 | 0.20044 | 0.20044 | 0.20044 | 0.20044 | 0.20044 | 0.20044 | 0.20044 | 0.20044 | 0.20044 | 0.20044 | 0.20044 | 0.20044 | 0.20044 | 0.20044 | 0.20044 | 0.20044 | 0.20044 | 0.20044 | 0.20044
[19 empty] | Fixed capex | Input | £000s | 0.79798 | 0.80164 | 0.86581 | 0.89289 | 0.92519 | 0.97677 | 1.0486 | 1.1516 | 1.1769 | 1.2062 | 1.2257 | 1.2578 | 1.2957 | 1.3408 | 1.3941 | 1.4209 | 1.4939 | 1.601 | 1.7052 | 1.6296 | 1.6311 | 1.6329 | 1.6344 | 1.6362 | 1.6377 | 1.6377 | 1.6377 | 1.6377 | 1.6377 | 1.6377 | 1.6377 | 1.6377 | 1.6377 | 1.6377 | 1.6377 | 1.6377 | 1.6377 | 1.6377 | 1.6377 | 1.6377 | 1.6377 | 1.6377 | 1.6377 | 1.6377 | 1.6377 | 1.6377 | 1.6377 | 1.6377 | 1.6377 | 1.6377 | 1.6377 | 1.6377 | 1.6377 | 1.6377 | 1.6377 | 1.6377 | 1.6377 | 1.6377 | 1.6377 | 1.6377 | 1.6377 | 1.6377 | 1.6377 | 1.6377 | 1.6377 | 1.6377 | 1.6377 | 1.6377 | 1.6377 | 1.6377 | 1.6377 | 1.6377 | 1.6377 | 1.6377 | 1.6377 | 1.6377 | 1.6377 | 1.6377 | 1.6377 | 1.6377
[19 empty] | Variable capex | Input | £000s | 17.0647 | 17.2081 | 19.5651 | 21.362 | 23.5622 | 26.8242 | 31.5104 | 37.9072 | 41.6444 | 45.8808 | 49.9733 | 54.7817 | 60.3182 | 66.7877 | 74.4351 | 81.1724 | 90.6286 | 103.9963 | 119.6458 | 118.0355 | 118.0674 | 118.1057 | 118.1377 | 118.176 | 118.2079 | 118.2079 | 118.2079 | 118.2079 | 118.2079 | 118.2079 | 118.2079 | 118.2079 | 118.2079 | 118.2079 | 118.2079 | 118.2079 | 118.2079 | 118.2079 | 118.2079 | 118.2079 | 118.2079 | 118.2079 | 118.2079 | 118.2079 | 118.2079 | 118.2079 | 118.2079 | 118.2079 | 118.2079 | 118.2079 | 118.2079 | 118.2079 | 118.2079 | 118.2079 | 118.2079 | 118.2079 | 118.2079 | 118.2079 | 118.2079 | 118.2079 | 118.2079 | 118.2079 | 118.2079 | 118.2079 | 118.2079 | 118.2079 | 118.2079 | 118.2079 | 118.2079 | 118.2079 | 118.2079 | 118.2079 | 118.2079 | 118.2079 | 118.2079 | 118.2079 | 118.2079 | 118.2079 | 118.2079 | 118.2079
[19 empty] | Financing costs | Input | £000s
[19 empty] | Fixed opex | Input | £000s
[19 empty] | Variable opex | Input | £000s | 1.8891 | 1.8978 | 2.0497 | 2.1138 | 2.1903 | 2.3124 | 2.4824 | 2.7262 | 2.7862 | 2.8556 | 2.9018 | 2.9777 | 3.0674 | 3.1741 | 3.3005 | 3.3639 | 3.5366 | 3.7901 | 4.0369 | 3.8579 | 3.8615 | 3.8658 | 3.8693 | 3.8736 | 3.8771 | 3.8771 | 3.8771 | 3.8771 | 3.8771 | 3.8771 | 3.8771 | 3.8771 | 3.8771 | 3.8771 | 3.8771 | 3.8771 | 3.8771 | 3.8771 | 3.8771 | 3.8771 | 3.8771 | 3.8771 | 3.8771 | 3.8771 | 3.8771 | 3.8771 | 3.8771 | 3.8771 | 3.8771 | 3.8771 | 3.8771 | 3.8771 | 3.8771 | 3.8771 | 3.8771 | 3.8771 | 3.8771 | 3.8771 | 3.8771 | 3.8771 | 3.8771 | 3.8771 | 3.8771 | 3.8771 | 3.8771 | 3.8771 | 3.8771 | 3.8771 | 3.8771 | 3.8771 | 3.8771 | 3.8771 | 3.8771 | 3.8771 | 3.8771 | 3.8771 | 3.8771 | 3.8771 | 3.8771 | 3.8771
[19 empty] | Opex savings | Input | £000s | 0.032516 | 0.055485 | 0.11291 | 0.91819 | 1.7694 | 2.6551 | 3.6693 | 4.7295 | 5.847 | 7.0105 | 8.2314 | 9.3789 | 10.5608 | 11.7887 | 13.0625 | 14.3707 | 15.4317 | 16.5616 | 17.7489 | 18.5281 | 18.5281 | 18.5281 | 18.5281 | 18.5281 | 18.5281 | 18.5281 | 18.5281 | 18.5281 | 18.5281 | 18.5281 | 18.5281 | 18.5281 | 18.5281 | 18.5281 | 18.5281 | 18.5281 | 18.5281 | 18.5281 | 18.5281 | 18.5281 | 18.5281 | 18.5281 | 18.5281 | 18.5281 | 18.5281 | 18.5281 | 18.5281 | 18.5281 | 18.5281 | 18.5281 | 18.5281 | 18.5281 | 18.5281 | 18.5281 | 18.5281 | 18.5281 | 18.5281 | 18.5281 | 18.5281 | 18.5281 | 18.5281 | 18.5281 | 18.5281 | 18.5281 | 18.5281 | 18.5281 | 18.5281 | 18.5281 | 18.5281 | 18.5281 | 18.5281 | 18.5281 | 18.5281 | 18.5281 | 18.5281 | 18.5281 | 18.5281 | 18.5281 | 18.5281 | 18.5281
[19 empty] | Fixed env & social | Input | £000s
[19 empty] | Variable env & social | Input | £000s | 0.032967 | 0.067422 | 0.58957 | 1.233 | 2.0306 | 3.1715 | 4.8362 | 7.0532 | 8.7395 | 10.6449 | 12.584 | 14.7601 | 17.2545 | 20.1605 | 23.5944 | 26.8471 | 31.015 | 36.8629 | 43.9461 | 43.9461 | 43.9461 | 43.9461 | 43.9461 | 43.9461 | 43.9461 | 43.9461 | 43.9461 | 43.9461 | 43.9461 | 43.9461 | 43.9461 | 43.9461 | 43.9461 | 43.9461 | 43.9461 | 43.9461 | 43.9461 | 43.9461 | 43.9461 | 43.9461 | 43.9461 | 43.9461 | 43.9461 | 43.9461 | 43.9461 | 43.9461 | 43.9461 | 43.9461 | 43.9461 | 43.9461 | 43.9461 | 43.9461 | 43.9461 | 43.9461 | 43.9461 | 43.9461 | 43.9461 | 43.9461 | 43.9461 | 43.9461 | 43.9461 | 43.9461 | 43.9461 | 43.9461 | 43.9461 | 43.9461 | 43.9461 | 43.9461 | 43.9461 | 43.9461 | 43.9461 | 43.9461 | 43.9461 | 43.9461 | 43.9461 | 43.9461 | 43.9461 | 43.9461 | 43.9461 | 43.9461
[19 empty] | Fixed carbon costs | Input | £000s
[19 empty] | Variable carbon costs | Input | £000s | 0.014098 | 0.013683 | 0.014279 | 0.014228 | 0.014244 | 0.014529 | 0.01507 | 0.01599 | 0.01579 | 0.015636 | 0.015351 | 0.01522 | 0.015149 | 0.015145 | 0.015216 | 0.014984 | 0.015221 | 0.01576 | 0.016218 | 0.014975 | 0.014482 | 0.014008 | 0.013547 | 0.013103 | 0.012671 | 0.012243 | 0.011829 | 0.011429 | 0.011042 | 0.010669 | 0.01192 | 0.011573 | 0.011236 | 0.010908 | 0.010591 | 0.010282 | 0.0099828 | 0.009692 | 0.0094097 | 0.0091357 | 0.0088696 | 0.0086112 | 0.0083604 | 0.0081169 | 0.0078805 | 0.007651 | 0.0074281 | 0.0072118 | 0.0070017 | 0.0067978 | 0.0065998 | 0.0064076 | 0.0062209 | 0.0060398 | 0.0058638 | 0.005693 | 0.0055272 | 0.0053662 | 0.0052099 | 0.0050582 | 0.0049109 | 0.0047678 | 0.004629 | 0.0044941 | 0.0043632 | 0.0042362 | 0.0041128 | 0.003993 | 0.0038767 | 0.0037638 | 0.0036542 | 0.0035477 | 0.0034444 | 0.0033441 | 0.0032467 | 0.0045405 | 0.0044297 | 0.0043217 | 0.0042163 | 0.0041135
[19 empty] | Customer willingness to pay | Input | £000s
[19 empty] | Total | Sum of above (excl WAFU) | £000s | 19.8314 | 20.0441 | 23.1974 | 26.5341 | 30.4919 | 35.9545 | 43.562 | 53.5836 | 60.2099 | 67.6136 | 74.9317 | 83.1715 | 92.5118 | 103.2669 | 115.8018 | 127.19 | 142.1211 | 162.8275 | 187.099 | 186.0122 | 186.0488 | 186.0927 | 186.1292 | 186.1731 | 186.2096 | 186.2092 | 186.2088 | 186.2084 | 186.208 | 186.2076 | 186.2089 | 186.2085 | 186.2082 | 186.2079 | 186.2076 | 186.2073 | 186.207 | 186.2067 | 186.2064 | 186.2061 | 186.2058 | 186.2056 | 186.2053 | 186.2051 | 186.2049 | 186.2046 | 186.2044 | 186.2042 | 186.204 | 186.2038 | 186.2036 | 186.2034 | 186.2032 | 186.203 | 186.2028 | 186.2027 | 186.2025 | 186.2023 | 186.2022 | 186.202 | 186.2019 | 186.2017 | 186.2016 | 186.2015 | 186.2013 | 186.2012 | 186.2011 | 186.201 | 186.2008 | 186.2007 | 186.2006 | 186.2005 | 186.2004 | 186.2003 | 186.2002 | 186.2015 | 186.2014 | 186.2013 | 186.2012 | 186.2011 | 0 | 0 | 0 | 0 | 0 | 0 | 0 | 0 | 0 | 0 | 0 | 0 | 0 | 0 | 0 | 0 | 0 | 0 | 0 | 0 | 0 | 0 | 0 | 0
59.2a | Options to reduce Distribution System Operating Use (DSOU) losses | [20 empty] | 0 | 0 | 0 | 0 | 0 | 0 | 0 | 0 | 0 | 0 | 0 | 0 | 0 | 0 | 0 | 0 | 0 | 0 | 0 | 0 | 0 | 0 | 0 | 0 | 0 | 0 | 0 | 0 | 0 | 0 | 0 | 0 | 0 | 0 | 0 | 0 | 0 | 0 | 0 | 0 | 0 | 0 | 0 | 0 | 0 | 0 | 0 | 0 | 0 | 0 | 0 | 0 | 0 | 0 | 0 | 0 | 0 | 0 | 0 | 0 | 0 | 0 | 0 | 0 | 0 | 0 | 0 | 0 | 0 | 0 | 0 | 0 | 0 | 0 | 0 | 0 | 0 | 0 | 0 | 0 | 0 | 0 | 0 | 0 | 0 | 0 | 0 | 0 | 0 | 0 | 0 | 0 | 0 | 0 | 0 | 0 | 0 | 0 | 0 | 0 | 0 | 0 | 0 | 0
60a | PRODUCTION SIDE | bar: 1 Year 1 to 80 Year 80
60.1a | Options to reduce treatment works losses | [20 empty] | 0 | 0 | 0 | 0 | 0 | 0 | 0 | 0 | 0 | 0 | 0 | 0 | 0 | 0 | 0 | 0 | 0 | 0 | 0 | 0 | 0 | 0 | 0 | 0 | 0 | 0 | 0 | 0 | 0 | 0 | 0 | 0 | 0 | 0 | 0 | 0 | 0 | 0 | 0 | 0 | 0 | 0 | 0 | 0 | 0 | 0 | 0 | 0 | 0 | 0 | 0 | 0 | 0 | 0 | 0 | 0 | 0 | 0 | 0 | 0 | 0 | 0 | 0 | 0 | 0 | 0 | 0 | 0 | 0 | 0 | 0 | 0 | 0 | 0 | 0 | 0 | 0 | 0 | 0 | 0 | 0 | 0 | 0 | 0 | 0 | 0 | 0 | 0 | 0 | 0 | 0 | 0 | 0 | 0 | 0 | 0 | 0 | 0 | 0 | 0 | 0 | 0 | 0 | 0
60.2a | Options to reduce outage | [20 empty] | 0 | 0 | 0 | 0 | 0 | 0 | 0 | 0 | 0 | 0 | 0 | 0 | 0 | 0 | 0 | 0 | 0 | 0 | 0 | 0 | 0 | 0 | 0 | 0 | 0 | 0 | 0 | 0 | 0 | 0 | 0 | 0 | 0 | 0 | 0 | 0 | 0 | 0 | 0 | 0 | 0 | 0 | 0 | 0 | 0 | 0 | 0 | 0 | 0 | 0 | 0 | 0 | 0 | 0 | 0 | 0 | 0 | 0 | 0 | 0 | 0 | 0 | 0 | 0 | 0 | 0 | 0 | 0 | 0 | 0 | 0 | 0 | 0 | 0 | 0 | 0 | 0 | 0 | 0 | 0 | 0 | 0 | 0 | 0 | 0 | 0 | 0 | 0 | 0 | 0 | 0 | 0 | 0 | 0 | 0 | 0 | 0 | 0 | 0 | 0 | 0 | 0 | 0 | 0
61a | CUSTOMER SIDE | bar: 1 Year 1 to 80 Year 80
61.1a | Options to change volume delivered to measured non households | [20 empty] | 0 | 0 | 0 | 0 | 0 | 0 | 0 | 0 | 0 | 0 | 0 | 0 | 0 | 0 | 0 | 0 | 0 | 0 | 0 | 0 | 0 | 0 | 0 | 0 | 0 | 0 | 0 | 0 | 0 | 0 | 0 | 0 | 0 | 0 | 0 | 0 | 0 | 0 | 0 | 0 | 0 | 0 | 0 | 0 | 0 | 0 | 0 | 0 | 0 | 0 | 0 | 0 | 0 | 0 | 0 | 0 | 0 | 0 | 0 | 0 | 0 | 0 | 0 | 0 | 0 | 0 | 0 | 0 | 0 | 0 | 0 | 0 | 0 | 0 | 0 | 0 | 0 | 0 | 0 | 0 | 0 | 0 | 0 | 0 | 0 | 0 | 0 | 0 | 0 | 0 | 0 | 0 | 0 | 0 | 0 | 0 | 0 | 0 | 0 | 0 | 0 | 0 | 0 | 0
61.2a | Options to change volume delivered to unmeasured non households | [20 empty] | 0 | 0 | 0 | 0 | 0 | 0 | 0 | 0 | 0 | 0 | 0 | 0 | 0 | 0 | 0 | 0 | 0 | 0 | 0 | 0 | 0 | 0 | 0 | 0 | 0 | 0 | 0 | 0 | 0 | 0 | 0 | 0 | 0 | 0 | 0 | 0 | 0 | 0 | 0 | 0 | 0 | 0 | 0 | 0 | 0 | 0 | 0 | 0 | 0 | 0 | 0 | 0 | 0 | 0 | 0 | 0 | 0 | 0 | 0 | 0 | 0 | 0 | 0 | 0 | 0 | 0 | 0 | 0 | 0 | 0 | 0 | 0 | 0 | 0 | 0 | 0 | 0 | 0 | 0 | 0 | 0 | 0 | 0 | 0 | 0 | 0 | 0 | 0 | 0 | 0 | 0 | 0 | 0 | 0 | 0 | 0 | 0 | 0 | 0 | 0 | 0 | 0 | 0 | 0
61.3a | Options to change volume delivered to measured households | [20 empty] | 0 | 0 | 0 | 0 | 0 | 0 | 0 | 0 | 0 | 0 | 0 | 0 | 0 | 0 | 0 | 0 | 0 | 0 | 0 | 0 | 0 | 0 | 0 | 0 | 0 | 0 | 0 | 0 | 0 | 0 | 0 | 0 | 0 | 0 | 0 | 0 | 0 | 0 | 0 | 0 | 0 | 0 | 0 | 0 | 0 | 0 | 0 | 0 | 0 | 0 | 0 | 0 | 0 | 0 | 0 | 0 | 0 | 0 | 0 | 0 | 0 | 0 | 0 | 0 | 0 | 0 | 0 | 0 | 0 | 0 | 0 | 0 | 0 | 0 | 0 | 0 | 0 | 0 | 0 | 0 | 0 | 0 | 0 | 0 | 0 | 0 | 0 | 0 | 0 | 0 | 0 | 0 | 0 | 0 | 0 | 0 | 0 | 0 | 0 | 0 | 0 | 0 | 0 | 0
61.4a | Options to change volume delivered to unmeasured households | [20 empty] | 0 | 0 | 0 | 0 | 0 | 0 | 0 | 0 | 0 | 0 | 0 | 0 | 0 | 0 | 0 | 0 | 0 | 0 | 0 | 0 | 0 | 0 | 0 | 0 | 0 | 0 | 0 | 0 | 0 | 0 | 0 | 0 | 0 | 0 | 0 | 0 | 0 | 0 | 0 | 0 | 0 | 0 | 0 | 0 | 0 | 0 | 0 | 0 | 0 | 0 | 0 | 0 | 0 | 0 | 0 | 0 | 0 | 0 | 0 | 0 | 0 | 0 | 0 | 0 | 0 | 0 | 0 | 0 | 0 | 0 | 0 | 0 | 0 | 0 | 0 | 0 | 0 | 0 | 0 | 0 | 0 | 0 | 0 | 0 | 0 | 0 | 0 | 0 | 0 | 0 | 0 | 0 | 0 | 0 | 0 | 0 | 0 | 0 | 0 | 0 | 0 | 0 | 0 | 0
58.1x | Enhanced Metering |  | Metering other selective | Y | 2027-28 | Capacity | 1.1526 | 7620.1205 | 9791.2174 | 7369.0666 | -1929.8585 | 246.8226 | 4787.4516 | 20264.6998 | 199.8712 | 265.9367 | 3 | 3 | Gains in WAFU / Savings in demand | Input | Ml/d | 0.012908 | 0.039498 | 0.064377 | 1.1526 | 1.1134 | 1.0859 | 1.0401 | 1.0134 | 0.97869 | 0.93516 | 0.91136 | 0.87804 | 0.85589 | 0.82457 | 0.79419 | 0.76439 | 0.74438 | 0.71602 | 0.71602 | 0.71602 | 0.71602 | 0.71602 | 0.71602 | 0.71602 | 0.71602 | 0.71602 | 0.71602 | 0.71602 | 0.71602 | 0.71602 | 0.71602 | 0.71602 | 0.71602 | 0.71602 | 0.71602 | 0.71602 | 0.71602 | 0.71602 | 0.71602 | 0.71602 | 0.71602 | 0.71602 | 0.71602 | 0.71602 | 0.71602 | 0.71602 | 0.71602 | 0.71602 | 0.71602 | 0.71602 | 0.71602 | 0.71602 | 0.71602 | 0.71602 | 0.71602 | 0.71602 | 0.71602 | 0.71602 | 0.71602 | 0.71602 | 0.71602 | 0.71602 | 0.71602 | 0.71602 | 0.71602 | 0.71602 | 0.71602 | 0.71602 | 0.71602 | 0.71602 | 0.71602 | 0.71602 | 0.71602 | 0.71602 | 0.71602 | 0.71602 | 0.71602 | 0.71602 | 0.71602 | 0.71602 | 0 | 0 | 0 | 0 | 0 | 0 | 0 | 0 | 0 | 0 | 0 | 0 | 0 | 0 | 0 | 0 | 0 | 0 | 0 | 0 | 0 | 0 | 0 | 0
| This is a Hafren Dyfyrdwy company wide AIC calculation, and reflects the company wide costs and demand benefits | [17 empty] | Fixed capex | Input | £000s | 86.5681 | 182.9885 | 176.8918 | 5422.0935 | 0 | 0 | 0 | 0 | 0 | 0 | 21.0987 | 44.5987 | 43.1128 | 1321.4949 | 0 | 0 | 0 | 0 | 0 | 0 | 47.2612 | 99.9011 | 96.5727 | 2960.1486 | 0 | 0 | 0 | 0 | 0 | 0 | 21.0987 | 44.5987 | 43.1128 | 1321.4949 | 0 | 0 | 0 | 0 | 0 | 0 | 47.2612 | 99.9011 | 96.5727 | 2960.1486 | 0 | 0 | 0 | 0 | 0 | 0 | 21.0987 | 44.5987 | 43.1128 | 1321.4949 | 0 | 0 | 0 | 0 | 0 | 0 | 47.2612 | 99.9011 | 96.5727 | 2960.1486 | 0 | 0 | 0 | 0 | 0 | 0 | 21.0987 | 44.5987 | 43.1128 | 1321.4949 | 0 | 0 | 0 | 0 | 0 | 0 | 0 | 0 | 0 | 0 | 0 | 0 | 0 | 0 | 0 | 0 | 0 | 0 | 0 | 0 | 0 | 0 | 0 | 0 | 0 | 0 | 0 | 0 | 0 | 0
[19 empty] | Variable capex | Input | £000s | 0 | 0 | 0 | 0 | 0 | 0 | 0 | 0 | 0 | 0 | 0 | 0 | 0 | 0 | 0 | 0 | 0 | 0 | 0 | 0 | 0 | 0 | 0 | 0 | 0 | 0 | 0 | 0 | 0 | 0 | 0 | 0 | 0 | 0 | 0 | 0 | 0 | 0 | 0 | 0 | 0 | 0 | 0 | 0 | 0 | 0 | 0 | 0 | 0 | 0 | 0 | 0 | 0 | 0 | 0 | 0 | 0 | 0 | 0 | 0 | 0 | 0 | 0 | 0 | 0 | 0 | 0 | 0 | 0 | 0 | 0 | 0 | 0 | 0 | 0 | 0 | 0 | 0 | 0 | 0 | 0 | 0 | 0 | 0 | 0 | 0 | 0 | 0 | 0 | 0 | 0 | 0 | 0 | 0 | 0 | 0 | 0 | 0 | 0 | 0 | 0 | 0 | 0 | 0
[19 empty] | Financing costs | Input | £000s | 0 | 0 | 0 | 0 | 0 | 0 | 0 | 0 | 0 | 0 | 0 | 0 | 0 | 0 | 0 | 0 | 0 | 0 | 0 | 0 | 0 | 0 | 0 | 0 | 0 | 0 | 0 | 0 | 0 | 0 | 0 | 0 | 0 | 0 | 0 | 0 | 0 | 0 | 0 | 0 | 0 | 0 | 0 | 0 | 0 | 0 | 0 | 0 | 0 | 0 | 0 | 0 | 0 | 0 | 0 | 0 | 0 | 0 | 0 | 0 | 0 | 0 | 0 | 0 | 0 | 0 | 0 | 0 | 0 | 0 | 0 | 0 | 0 | 0 | 0 | 0 | 0 | 0 | 0 | 0 | 0 | 0 | 0 | 0 | 0 | 0 | 0 | 0 | 0 | 0 | 0 | 0 | 0 | 0 | 0 | 0 | 0 | 0 | 0 | 0 | 0 | 0 | 0 | 0
[19 empty] | Fixed opex | Input | £000s | 4.2197 | 13.1395 | 21.762 | 286.061 | 286.061 | 286.061 | 286.061 | 286.061 | 286.061 | 286.061 | 286.061 | 286.061 | 286.061 | 286.061 | 286.061 | 286.061 | 286.061 | 286.061 | 286.061 | 286.061 | 286.061 | 286.061 | 286.061 | 286.061 | 286.061 | 286.061 | 286.061 | 286.061 | 286.061 | 286.061 | 286.061 | 286.061 | 286.061 | 286.061 | 286.061 | 286.061 | 286.061 | 286.061 | 286.061 | 286.061 | 286.061 | 286.061 | 286.061 | 286.061 | 286.061 | 286.061 | 286.061 | 286.061 | 286.061 | 286.061 | 286.061 | 286.061 | 286.061 | 286.061 | 286.061 | 286.061 | 286.061 | 286.061 | 286.061 | 286.061 | 286.061 | 286.061 | 286.061 | 286.061 | 286.061 | 286.061 | 286.061 | 286.061 | 286.061 | 286.061 | 286.061 | 286.061 | 286.061 | 286.061 | 286.061 | 286.061 | 286.061 | 286.061 | 286.061 | 286.061
[19 empty] | Variable opex | Input | £000s | 0 | 0 | 0 | 0 | 0 | 0 | 0 | 0 | 0 | 0 | 0 | 0 | 0 | 0 | 0 | 0 | 0 | 0 | 0 | 0 | 0 | 0 | 0 | 0 | 0 | 0 | 0 | 0 | 0 | 0 | 0 | 0 | 0 | 0 | 0 | 0 | 0 | 0 | 0 | 0 | 0 | 0 | 0 | 0 | 0 | 0 | 0 | 0 | 0 | 0 | 0 | 0 | 0 | 0 | 0 | 0 | 0 | 0 | 0 | 0 | 0 | 0 | 0 | 0 | 0 | 0 | 0 | 0 | 0 | 0 | 0 | 0 | 0 | 0 | 0 | 0 | 0 | 0 | 0 | 0 | 0 | 0 | 0 | 0 | 0 | 0 | 0 | 0 | 0 | 0 | 0 | 0 | 0 | 0 | 0 | 0 | 0 | 0 | 0 | 0 | 0 | 0 | 0 | 0
[19 empty] | Opex savings | Input | £000s | 1.1932 | 3.6512 | 5.951 | 106.5474 | 102.9247 | 100.3841 | 96.1454 | 93.6741 | 90.4693 | 86.4451 | 84.2459 | 81.1652 | 79.1179 | 76.2223 | 73.4148 | 70.6597 | 68.8102 | 66.1879 | 66.1879 | 66.1879 | 66.1879 | 66.1879 | 66.1879 | 66.1879 | 66.1879 | 66.1879 | 66.1879 | 66.1879 | 66.1879 | 66.1879 | 66.1879 | 66.1879 | 66.1879 | 66.1879 | 66.1879 | 66.1879 | 66.1879 | 66.1879 | 66.1879 | 66.1879 | 66.1879 | 66.1879 | 66.1879 | 66.1879 | 66.1879 | 66.1879 | 66.1879 | 66.1879 | 66.1879 | 66.1879 | 66.1879 | 66.1879 | 66.1879 | 66.1879 | 66.1879 | 66.1879 | 66.1879 | 66.1879 | 66.1879 | 66.1879 | 66.1879 | 66.1879 | 66.1879 | 66.1879 | 66.1879 | 66.1879 | 66.1879 | 66.1879 | 66.1879 | 66.1879 | 66.1879 | 66.1879 | 66.1879 | 66.1879 | 66.1879 | 66.1879 | 66.1879 | 66.1879 | 66.1879 | 66.1879 | 0 | 0 | 0 | 0 | 0 | 0 | 0 | 0 | 0 | 0 | 0 | 0 | 0 | 0 | 0 | 0 | 0 | 0 | 0 | 0 | 0 | 0 | 0 | 0
[19 empty] | Fixed env & social | Input | £000s | 41.8219 | 88.4036 | 85.4582 | 2619.4672 | 0 | 0 | 0 | 0 | 0 | 0 | 0 | 0 | 0 | 0 | 0 | 0 | 0 | 0 | 0 | 0 | 26.9811 | 57.0328 | 55.1326 | 1689.9277 | 0 | 0 | 0 | 0 | 0 | 0 | 0 | 0 | 0 | 0 | 0 | 0 | 0 | 0 | 0 | 0 | 26.9811 | 57.0328 | 55.1326 | 1689.9277 | 0 | 0 | 0 | 0 | 0 | 0 | 0 | 0 | 0 | 0 | 0 | 0 | 0 | 0 | 0 | 0 | 26.9811 | 57.0328 | 55.1326 | 1689.9277 | 0 | 0 | 0 | 0 | 0 | 0 | 0 | 0 | 0 | 0 | 0 | 0 | 0 | 0 | 0 | 0 | 0 | 0 | 0 | 0 | 0 | 0 | 0 | 0 | 0 | 0 | 0 | 0 | 0 | 0 | 0 | 0 | 0 | 0 | 0 | 0 | 0 | 0 | 0 | 0
[19 empty] | Variable env & social | Input | £000s | 0 | 1 | 2 | 3 | 4 | 5 | 6 | 7 | 8 | 9 | 10 | 11 | 12 | 13 | 14 | 15 | 16 | 17 | 18 | 19 | 20 | 21 | 22 | 23 | 24 | 25 | 26 | 27 | 28 | 29 | 30 | 31 | 32 | 33 | 34 | 35 | 36 | 37 | 38 | 39 | 40 | 41 | 42 | 43 | 44 | 45 | 46 | 47 | 48 | 49 | 50 | 51 | 52 | 53 | 54 | 55 | 56 | 57 | 58 | 59 | 60 | 61 | 62 | 63 | 64 | 65 | 66 | 67 | 68 | 69 | 70 | 71 | 72 | 73 | 74 | 75 | 76 | 77 | 78 | 79 | 0 | 0 | 0 | 0 | 0 | 0 | 0 | 0 | 0 | 0 | 0 | 0 | 0 | 0 | 0 | 0 | 0 | 0 | 0 | 0 | 0 | 0 | 0 | 0
[19 empty] | Fixed carbon costs | Input | £000s | 2.539 | 5.367 | 5.1882 | 159.0283 | 0 | 0 | 0 | 0 | 0 | 0 | 0 | 0 | 0 | 0 | 0 | 0 | 0 | 0 | 0 | 0 | 1.6028 | 3.3881 | 3.2752 | 100.3914 | 0 | 0 | 0 | 0 | 0 | 0 | 0 | 0 | 0 | 0 | 0 | 0 | 0 | 0 | 0 | 0 | 1.6028 | 3.3881 | 3.2752 | 100.3914 | 0 | 0 | 0 | 0 | 0 | 0 | 0 | 0 | 0 | 0 | 0 | 0 | 0 | 0 | 0 | 0 | 1.6028 | 3.3881 | 3.2752 | 100.3914 | 0 | 0 | 0 | 0 | 0 | 0 | 0 | 0 | 0 | 0 | 0 | 0 | 0 | 0 | 0 | 0 | 0 | 0 | 0 | 0 | 0 | 0 | 0 | 0 | 0 | 0 | 0 | 0 | 0 | 0 | 0 | 0 | 0 | 0 | 0 | 0 | 0 | 0 | 0 | 0
[19 empty] | Variable carbon costs | Input | £000s | 0 | 0 | 0 | 0 | 0 | 0 | 0 | 0 | 0 | 0 | 0 | 0 | 0 | 0 | 0 | 0 | 0 | 0 | 0 | 0 | 0 | 0 | 0 | 0 | 0 | 0 | 0 | 0 | 0 | 0 | 0 | 0 | 0 | 0 | 0 | 0 | 0 | 0 | 0 | 0 | 0 | 0 | 0 | 0 | 0 | 0 | 0 | 0 | 0 | 0 | 0 | 0 | 0 | 0 | 0 | 0 | 0 | 0 | 0 | 0 | 0 | 0 | 0 | 0 | 0 | 0 | 0 | 0 | 0 | 0 | 0 | 0 | 0 | 0 | 0 | 0 | 0 | 0 | 0 | 0 | 0 | 0 | 0 | 0 | 0 | 0 | 0 | 0 | 0 | 0 | 0 | 0 | 0 | 0 | 0 | 0 | 0 | 0 | 0 | 0 | 0 | 0 | 0 | 0
[19 empty] | Customer willingness to pay | Input | £000s | 0 | 0 | 0 | 0 | 0 | 0 | 0 | 0 | 0 | 0 | 0 | 0 | 0 | 0 | 0 | 0 | 0 | 0 | 0 | 0 | 0 | 0 | 0 | 0 | 0 | 0 | 0 | 0 | 0 | 0 | 0 | 0 | 0 | 0 | 0 | 0 | 0 | 0 | 0 | 0 | 0 | 0 | 0 | 0 | 0 | 0 | 0 | 0 | 0 | 0 | 0 | 0 | 0 | 0 | 0 | 0 | 0 | 0 | 0 | 0 | 0 | 0 | 0 | 0 | 0 | 0 | 0 | 0 | 0 | 0 | 0 | 0 | 0 | 0 | 0 | 0 | 0 | 0 | 0 | 0 | 0 | 0 | 0 | 0 | 0 | 0 | 0 | 0 | 0 | 0 | 0 | 0 | 0 | 0 | 0 | 0 | 0 | 0 | 0 | 0 | 0 | 0 | 0 | 0
[19 empty] | Total | Sum of above (excl WAFU) | £000s: £000s; 0: 0; 0: 0; 0: 0; 0: 0; 0: 0; 0: 0; 0: 0; 0: 0; 0: 0; 0: 0; 0: 0; 0: 0; 0: 0; 0: 0; 0: 0; 0: 0; 0: 0; 0: 0; 0: 0; 0: 0; 0: 0; 0: 0; 0: 0; 0: 0
61.6a | Options impacting on measured Non Household - USPL | [20 empty] | 0 | 0 | 0 | 0 | 0 | 0 | 0 | 0 | 0 | 0 | 0 | 0 | 0 | 0 | 0 | 0 | 0 | 0 | 0 | 0 | 0 | 0 | 0 | 0 | 0 | 0 | 0 | 0 | 0 | 0 | 0 | 0 | 0 | 0 | 0 | 0 | 0 | 0 | 0 | 0 | 0 | 0 | 0 | 0 | 0 | 0 | 0 | 0 | 0 | 0 | 0 | 0 | 0 | 0 | 0 | 0 | 0 | 0 | 0 | 0 | 0 | 0 | 0 | 0 | 0 | 0 | 0 | 0 | 0 | 0 | 0 | 0 | 0 | 0 | 0 | 0 | 0 | 0 | 0 | 0 | 0 | 0 | 0 | 0 | 0 | 0 | 0 | 0 | 0 | 0 | 0 | 0 | 0 | 0 | 0 | 0 | 0 | 0 | 0 | 0 | 0 | 0 | 0 | 0
61.7a | Options impacting on unmeasured Non Household - USPL | [20 empty] | 0 | 0 | 0 | 0 | 0 | 0 | 0 | 0 | 0 | 0 | 0 | 0 | 0 | 0 | 0 | 0 | 0 | 0 | 0 | 0 | 0 | 0 | 0 | 0 | 0 | 0 | 0 | 0 | 0 | 0 | 0 | 0 | 0 | 0 | 0 | 0 | 0 | 0 | 0 | 0 | 0 | 0 | 0 | 0 | 0 | 0 | 0 | 0 | 0 | 0 | 0 | 0 | 0 | 0 | 0 | 0 | 0 | 0 | 0 | 0 | 0 | 0 | 0 | 0 | 0 | 0 | 0 | 0 | 0 | 0 | 0 | 0 | 0 | 0 | 0 | 0 | 0 | 0 | 0 | 0 | 0 | 0 | 0 | 0 | 0 | 0 | 0 | 0 | 0 | 0 | 0 | 0 | 0 | 0 | 0 | 0 | 0 | 0 | 0 | 0 | 0 | 0 | 0 | 0
61.8a | Options impacting on measured Household - USPL | [20 empty] | 0 | 0 | 0 | 0 | 0 | 0 | 0 | 0 | 0 | 0 | 0 | 0 | 0 | 0 | 0 | 0 | 0 | 0 | 0 | 0 | 0 | 0 | 0 | 0 | 0 | 0 | 0 | 0 | 0 | 0 | 0 | 0 | 0 | 0 | 0 | 0 | 0 | 0 | 0 | 0 | 0 | 0 | 0 | 0 | 0 | 0 | 0 | 0 | 0 | 0 | 0 | 0 | 0 | 0 | 0 | 0 | 0 | 0 | 0 | 0 | 0 | 0 | 0 | 0 | 0 | 0 | 0 | 0 | 0 | 0 | 0 | 0 | 0 | 0 | 0 | 0 | 0 | 0 | 0 | 0 | 0 | 0 | 0 | 0 | 0 | 0 | 0 | 0 | 0 | 0 | 0 | 0 | 0 | 0 | 0 | 0 | 0 | 0 | 0 | 0 | 0 | 0 | 0 | 0
61.9a | Options impacting on unmeasured Household - USPL | [20 empty] | 0 | 0 | 0 | 0 | 0 | 0 | 0 | 0 | 0 | 0 | 0 | 0 | 0 | 0 | 0 | 0 | 0 | 0 | 0 | 0 | 0 | 0 | 0 | 0 | 0 | 0 | 0 | 0 | 0 | 0 | 0 | 0 | 0 | 0 | 0 | 0 | 0 | 0 | 0 | 0 | 0 | 0 | 0 | 0 | 0 | 0 | 0 | 0 | 0 | 0 | 0 | 0 | 0 | 0 | 0 | 0 | 0 | 0 | 0 | 0 | 0 | 0 | 0 | 0 | 0 | 0 | 0 | 0 | 0 | 0 | 0 | 0 | 0 | 0 | 0 | 0 | 0 | 0 | 0 | 0 | 0 | 0 | 0 | 0 | 0 | 0 | 0 | 0 | 0 | 0 | 0 | 0 | 0 | 0 | 0 | 0 | 0 | 0 | 0 | 0 | 0 | 0 | 0 | 0
58.1x | Enhanced Metering |  | Metering other selective | Y | 2027-28 | Capacity | 0.74565 | 4319.3396 | 3413.0105 | 3460.9637 | -1071.3611 | 100.2411 | 2072.4578 | 7975.312 | 134.3403 | 184.6419 | 3 | 3 | Gains in WAFU / Savings in demand | Input | Ml/d | 0.0010784 | 0.0033404 | 0.0053075 | 0.74565 | 0.70685 | 0.67694 | 0.64798 | 0.62 | 0.59292 | 0.56671 | 0.54139 | 0.51688 | 0.49315 | 0.47024 | 0.44806 | 0.42659 | 0.40586 | 0.3858 | 0.3858 | 0.3858 | 0.3858 | 0.3858 | 0.3858 | 0.3858 | 0.3858 | 0.3858 | 0.3858 | 0.3858 | 0.3858 | 0.3858 | 0.3858 | 0.3858 | 0.3858 | 0.3858 | 0.3858 | 0.3858 | 0.3858 | 0.3858 | 0.3858 | 0.3858 | 0.3858 | 0.3858 | 0.3858 | 0.3858 | 0.3858 | 0.3858 | 0.3858 | 0.3858 | 0.3858 | 0.3858 | 0.3858 | 0.3858 | 0.3858 | 0.3858 | 0.3858 | 0.3858 | 0.3858 | 0.3858 | 0.3858 | 0.3858 | 0.3858 | 0.3858 | 0.3858 | 0.3858 | 0.3858 | 0.3858 | 0.3858 | 0.3858 | 0.3858 | 0.3858 | 0.3858 | 0.3858 | 0.3858 | 0.3858 | 0.3858 | 0.3858 | 0.3858 | 0.3858 | 0.3858 | 0.3858 | 0 | 0 | 0 | 0 | 0 | 0 | 0 | 0 | 0 | 0 | 0 | 0 | 0 | 0 | 0 | 0 | 0 | 0 | 0 | 0 | 0 | 0 | 0 | 0
| This is a Hafren Dyfyrdwy company wide AIC calculation, and reflects the company wide costs and demand benefits | [17 empty] | Fixed capex | Input | £000s | 16.329 | 34.5165 | 33.3665 | 1929.0957 | 0 | 0 | 0 | 0 | 0 | 0 | 0 | 0 | 0 | 0 | 0 | 4.2581 | 9.0008 | 8.7009 | 503.048 | 0 | 8.8316 | 18.6684 | 18.0464 | 1043.3587 | 0 | 0 | 0 | 0 | 0 | 0 | 4.2581 | 9.0008 | 8.7009 | 503.048 | 0 | 0 | 0 | 0 | 0 | 0 | 8.8316 | 18.6684 | 18.0464 | 1043.3587 | 0 | 4.2581 | 9.0008 | 8.7009 | 503.048 | 0 | 0 | 0 | 0 | 0 | 0 | 0 | 0 | 0 | 0 | 0 | 13.0897 | 27.6692 | 26.7473 | 1546.4067 | 0 | 0 | 0 | 0 | 0 | 0 | 0 | 0 | 0 | 0 | 0 | 4.2581 | 9.0008 | 8.7009 | 503.048 | 0 | 0 | 0 | 0 | 0 | 0 | 0 | 0 | 0 | 0 | 0 | 0 | 0 | 0 | 0 | 0 | 0 | 0 | 0 | 0 | 0 | 0 | 0 | 0 | 0
[19 empty] | Variable capex | Input | £000s | 0 | 0 | 0 | 0 | 0 | 0 | 0 | 0 | 0 | 0 | 0 | 0 | 0 | 0 | 0 | 0 | 0 | 0 | 0 | 0 | 0 | 0 | 0 | 0 | 0 | 0 | 0 | 0 | 0 | 0 | 0 | 0 | 0 | 0 | 0 | 0 | 0 | 0 | 0 | 0 | 0 | 0 | 0 | 0 | 0 | 0 | 0 | 0 | 0 | 0 | 0 | 0 | 0 | 0 | 0 | 0 | 0 | 0 | 0 | 0 | 0 | 0 | 0 | 0 | 0 | 0 | 0 | 0 | 0 | 0 | 0 | 0 | 0 | 0 | 0 | 0 | 0 | 0 | 0 | 0 | 0 | 0 | 0 | 0 | 0 | 0 | 0 | 0 | 0 | 0 | 0 | 0 | 0 | 0 | 0 | 0 | 0 | 0 | 0 | 0 | 0 | 0 | 0 | 0
[19 empty] | Financing costs | Input | £000s | 0 | 0 | 0 | 0 | 0 | 0 | 0 | 0 | 0 | 0 | 0 | 0 | 0 | 0 | 0 | 0 | 0 | 0 | 0 | 0 | 0 | 0 | 0 | 0 | 0 | 0 | 0 | 0 | 0 | 0 | 0 | 0 | 0 | 0 | 0 | 0 | 0 | 0 | 0 | 0 | 0 | 0 | 0 | 0 | 0 | 0 | 0 | 0 | 0 | 0 | 0 | 0 | 0 | 0 | 0 | 0 | 0 | 0 | 0 | 0 | 0 | 0 | 0 | 0 | 0 | 0 | 0 | 0 | 0 | 0 | 0 | 0 | 0 | 0 | 0 | 0 | 0 | 0 | 0 | 0 | 0 | 0 | 0 | 0 | 0 | 0 | 0 | 0 | 0 | 0 | 0 | 0 | 0 | 0 | 0 | 0 | 0 | 0 | 0 | 0 | 0 | 0 | 0 | 0
[19 empty] | Fixed opex | Input | £000s | 0.21079 | 1.3941 | 3.3605 | 77.3988 | 162.0616 | 159.1324 | 156.2957 | 153.5533 | 150.8981 | 148.3265 | 145.8409 | 143.4337 | 141.1034 | 138.8514 | 136.6703 | 134.558 | 132.517 | 130.5408 | 130.5408 | 130.5408 | 130.5408 | 130.5408 | 130.5408 | 130.5408 | 130.5408 | 130.5408 | 130.5408 | 130.5408 | 130.5408 | 130.5408 | 130.5408 | 130.5408 | 130.5408 | 130.5408 | 130.5408 | 130.5408 | 130.5408 | 130.5408 | 130.5408 | 130.5408 | 130.5408 | 130.5408 | 130.5408 | 130.5408 | 130.5408 | 130.5408 | 130.5408 | 130.5408 | 130.5408 | 130.5408 | 130.5408 | 130.5408 | 130.5408 | 130.5408 | 130.5408 | 130.5408 | 130.5408 | 130.5408 | 130.5408 | 130.5408 | 130.5408 | 130.5408 | 130.5408 | 130.5408 | 130.5408 | 130.5408 | 130.5408 | 130.5408 | 130.5408 | 130.5408 | 130.5408 | 130.5408 | 130.5408 | 130.5408 | 130.5408 | 130.5408 | 130.5408 | 130.5408 | 130.5408 | 130.5408
[19 empty] | Variable opex | Input | £000s | 0 | 0 | 0 | 0 | 0 | 0 | 0 | 0 | 0 | 0 | 0 | 0 | 0 | 0 | 0 | 0 | 0 | 0 | 0 | 0 | 0 | 0 | 0 | 0 | 0 | 0 | 0 | 0 | 0 | 0 | 0 | 0 | 0 | 0 | 0 | 0 | 0 | 0 | 0 | 0 | 0 | 0 | 0 | 0 | 0 | 0 | 0 | 0 | 0 | 0 | 0 | 0 | 0 | 0 | 0 | 0 | 0 | 0 | 0 | 0 | 0 | 0 | 0 | 0 | 0 | 0 | 0 | 0 | 0 | 0 | 0 | 0 | 0 | 0 | 0 | 0 | 0 | 0 | 0 | 0 | 0 | 0 | 0 | 0 | 0 | 0 | 0 | 0 | 0 | 0 | 0 | 0 | 0 | 0 | 0 | 0 | 0 | 0 | 0 | 0 | 0 | 0 | 0 | 0
[19 empty] | Opex savings | Input | £000s | 0.034304 | 0.10625 | 0.16882 | 67.6108 | 64.5 | 61.7347 | 59.0579 | 56.4715 | 53.9683 | 51.5453 | 49.2045 | 46.9386 | 44.7457 | 42.6277 | 40.5775 | 38.5929 | 36.6765 | 34.822 | 34.822 | 34.822 | 34.822 | 34.822 | 34.822 | 34.822 | 34.822 | 34.822 | 34.822 | 34.822 | 34.822 | 34.822 | 34.822 | 34.822 | 34.822 | 34.822 | 34.822 | 34.822 | 34.822 | 34.822 | 34.822 | 34.822 | 34.822 | 34.822 | 34.822 | 34.822 | 34.822 | 34.822 | 34.822 | 34.822 | 34.822 | 34.822 | 34.822 | 34.822 | 34.822 | 34.822 | 34.822 | 34.822 | 34.822 | 34.822 | 34.822 | 34.822 | 34.822 | 34.822 | 34.822 | 34.822 | 34.822 | 34.822 | 34.822 | 34.822 | 34.822 | 34.822 | 34.822 | 34.822 | 34.822 | 34.822 | 34.822 | 34.822 | 34.822 | 34.822 | 34.822 | 34.822 | 0 | 0 | 0 | 0 | 0 | 0 | 0 | 0 | 0 | 0 | 0 | 0 | 0 | 0 | 0 | 0 | 0 | 0 | 0 | 0 | 0 | 0 | 0 | 0
[19 empty] | Fixed env & social | Input | £000s | 0 | 0 | 0 | 0 | 0 | 0 | 0 | 0 | 0 | 0 | 0 | 0 | 0 | 0 | 0 | 0 | 0 | 0 | 0 | 0 | 0 | 0 | 0 | 0 | 0 | 0 | 0 | 0 | 0 | 0 | 0 | 0 | 0 | 0 | 0 | 0 | 0 | 0 | 0 | 0 | 0 | 0 | 0 | 0 | 0 | 0 | 0 | 0 | 0 | 0 | 0 | 0 | 0 | 0 | 0 | 0 | 0 | 0 | 0 | 0 | 0 | 0 | 0 | 0 | 0 | 0 | 0 | 0 | 0 | 0 | 0 | 0 | 0 | 0 | 0 | 0 | 0 | 0 | 0 | 0 | 0 | 0 | 0 | 0 | 0 | 0 | 0 | 0 | 0 | 0 | 0 | 0 | 0 | 0 | 0 | 0 | 0 | 0 | 0 | 0 | 0 | 0 | 0 | 0
[19 empty] | Variable env & social | Input | £000s | 12.7073 | 26.8895 | 26.0519 | 1490.1564 | 10.0375 | 9.6214 | 9.2184 | 8.8289 | 8.4516 | 8.0863 | 7.7332 | 7.3913 | 7.0602 | 6.7403 | 6.4305 | 6.1304 | 5.8405 | 5.5598 | 5.5598 | 5.5598 | 10.5315 | 16.069 | 15.7189 | 585.8349 | 5.5598 | 5.5598 | 5.5598 | 5.5598 | 5.5598 | 5.5598 | 5.5598 | 5.5598 | 5.5598 | 5.5598 | 5.5598 | 5.5598 | 5.5598 | 5.5598 | 5.5598 | 5.5598 | 10.5315 | 16.069 | 15.7189 | 585.8349 | 5.5598 | 5.5598 | 5.5598 | 5.5598 | 5.5598 | 5.5598 | 5.5598 | 5.5598 | 5.5598 | 5.5598 | 5.5598 | 5.5598 | 5.5598 | 5.5598 | 5.5598 | 5.5598 | 10.5315 | 16.069 | 15.7189 | 585.8349 | 5.5598 | 5.5598 | 5.5598 | 5.5598 | 5.5598 | 5.5598 | 5.5598 | 5.5598 | 5.5598 | 5.5598 | 5.5598 | 5.5598 | 5.5598 | 5.5598 | 5.5598 | 5.5598 | 0 | 0 | 0 | 0 | 0 | 0 | 0 | 0 | 0 | 0 | 0 | 0 | 0 | 0 | 0 | 0 | 0 | 0 | 0 | 0 | 0 | 0 | 0 | 0
[19 empty] | Fixed carbon costs | Input | £000s | 0.46271 | 0.94627 | 0.88628 | 90.5834 | 0.41852 | 0.3876 | 0.3588 | 0.33201 | 0.30707 | 0.28386 | 0.26227 | 0.24219 | 0.22352 | 0.20617 | 0.19004 | 0.17504 | 0.16111 | 0.14818 | 0.14317 | 0.13833 | 0.21094 | 0.28699 | 0.2722 | 18.6513 | 0.11647 | 0.11253 | 0.10872 | 0.10505 | 0.10149 | 0.098063 | 0.10956 | 0.10637 | 0.10327 | 0.10026 | 0.097344 | 0.094509 | 0.091756 | 0.089083 | 0.086489 | 0.08397 | 0.12867 | 0.17591 | 0.16765 | 11.5435 | 0.072433 | 0.070323 | 0.068275 | 0.066286 | 0.064356 | 0.062481 | 0.060661 | 0.058895 | 0.057179 | 0.055514 | 0.053897 | 0.052327 | 0.050803 | 0.049323 | 0.047887 | 0.046492 | 0.071242 | 0.097396 | 0.092826 | 6.3914 | 0.040104 | 0.038936 | 0.037802 | 0.036701 | 0.035632 | 0.034594 | 0.033587 | 0.032609 | 0.031659 | 0.030737 | 0.029841 | 0.041733 | 0.040716 | 0.039722 | 0.038754 | 0.037808 | 0 | 0 | 0 | 0 | 0 | 0 | 0 | 0 | 0 | 0 | 0 | 0 | 0 | 0 | 0 | 0 | 0 | 0 | 0 | 0 | 0 | 0 | 0 | 0
[19 empty] | Variable carbon costs | Input | £000s | 0 | 0 | 0 | 0 | 0 | 0 | 0 | 0 | 0 | 0 | 0 | 0 | 0 | 0 | 0 | 0 | 0 | 0 | 0 | 0 | 0 | 0 | 0 | 0 | 0 | 0 | 0 | 0 | 0 | 0 | 0 | 0 | 0 | 0 | 0 | 0 | 0 | 0 | 0 | 0 | 0 | 0 | 0 | 0 | 0 | 0 | 0 | 0 | 0 | 0 | 0 | 0 | 0 | 0 | 0 | 0 | 0 | 0 | 0 | 0 | 0 | 0 | 0 | 0 | 0 | 0 | 0 | 0 | 0 | 0 | 0 | 0 | 0 | 0 | 0 | 0 | 0 | 0 | 0 | 0 | 0 | 0 | 0 | 0 | 0 | 0 | 0 | 0 | 0 | 0 | 0 | 0 | 0 | 0 | 0 | 0 | 0 | 0 | 0 | 0 | 0 | 0 | 0 | 0
[19 empty] | Customer willingness to pay | Input | £000s | 0 | 0 | 0 | 0 | 0 | 0 | 0 | 0 | 0 | 0 | 0 | 0 | 0 | 0 | 0 | 0 | 0 | 0 | 0 | 0 | 0 | 0 | 0 | 0 | 0 | 0 | 0 | 0 | 0 | 0 | 0 | 0 | 0 | 0 | 0 | 0 | 0 | 0 | 0 | 0 | 0 | 0 | 0 | 0 | 0 | 0 | 0 | 0 | 0 | 0 | 0 | 0 | 0 | 0 | 0 | 0 | 0 | 0 | 0 | 0 | 0 | 0 | 0 | 0 | 0 | 0 | 0 | 0 | 0 | 0 | 0 | 0 | 0 | 0 | 0 | 0 | 0 | 0 | 0 | 0 | 0 | 0 | 0 | 0 | 0 | 0 | 0 | 0 | 0 | 0 | 0 | 0 | 0 | 0 | 0 | 0 | 0 | 0 | 0 | 0 | 0 | 0 | 0 | 0
[19 empty] | Total | Sum of above (excl WAFU) | £000s: £000s; 0: 0; 0: 0; 0: 0; 0: 0; 0: 0; 0: 0; 0: 0; 0: 0; 0: 0; 0: 0; 0: 0; 0: 0; 0: 0; 0: 0; 0: 0; 0: 0; 0: 0; 0: 0; 0: 0; 0: 0; 0: 0; 0: 0; 0: 0; 0: 0
61.10a | Options impacting on Void properties - USPL | [20 empty] | 0 | 0 | 0 | 0 | 0 | 0 | 0 | 0 | 0 | 0 | 0 | 0 | 0 | 0 | 0 | 0 | 0 | 0 | 0 | 0 | 0 | 0 | 0 | 0 | 0 | 0 | 0 | 0 | 0 | 0 | 0 | 0 | 0 | 0 | 0 | 0 | 0 | 0 | 0 | 0 | 0 | 0 | 0 | 0 | 0 | 0 | 0 | 0 | 0 | 0 | 0 | 0 | 0 | 0 | 0 | 0 | 0 | 0 | 0 | 0 | 0 | 0 | 0 | 0 | 0 | 0 | 0 | 0 | 0 | 0 | 0 | 0 | 0 | 0 | 0 | 0 | 0 | 0 | 0 | 0 | 0 | 0 | 0 | 0 | 0 | 0 | 0 | 0 | 0 | 0 | 0 | 0 | 0 | 0 | 0 | 0 | 0 | 0 | 0 | 0 | 0 | 0 | 0 | 0
RZCOSTSHERE
| Company: | Hafren Dyfrdwy
| Resource Zone Name: | Saltney
| Resource Zone Number: | 1
| Planning Scenario Name: | Dry Year Annual Average
| Chosen Level of Service: | no more than 1 in 40 years
Start dates | Option Categories
2020-21 | Aquifer recharge
2021-22 | Bulk supply
2022-23 | Conjunctive use
2023-24 | Desalination
2024-25 | Effluent reuse
2025-26 | GW enhancement
2026-27 | GW new
2027-28 | Reservoir enlargement
2028-29 | New reservoir
2029-30 | SW enhancement
2030-31 | SW new
2031-32
2032-33
2033-34 | Active leakage management
2034-35 | Mains repair
2035-36 | Mains replacement (not trunk mains)
2036-37 | Pressure management
2037-38 | Other leakage control
2038-39 | Trunk mains renewal
2039-40 | Pumps
2040-41 | Service reservoir
2041-42
2042-43
2043-44 | Water treatment works loss recovery
2044-45 | Water treatment works capacity increase
Cistern displacement device
Household water audit
Commercial water audit
Customer education / awareness
Other water efficiency
Metering optants
Metering change of occupancy
Metering compulsory
Metering other selective
Supply pipe repairs / replacement
Outdoor water efficiency devices
Retrofitting indoor water efficiency devices
Alternative tariffs
Collaborative R&D
Note on DW1: Author: At year 126 this drops to 2%
Note on V2: The original formulae assumed 80 whatever number was put here. The formulae in this sheet will take account of the number.
Note on X2: Cells X2:CY2 contain a factor to calculate NPV based on variable discount rate - please do not adjust
Note on CY2: Formula can be copied across to the right if appraisal period extends beyond 80 years

## 6. Preferred (Scenario Yr)
Table 6: Preferred list of water management options
DRY YEAR PLANNED GAINS IN WAFU OR SAVINGS IN DEMAND (Ml/d) - TO BE COMPLETED FOR ALL PREFERRED OPTIONS (WAFU gains for each year are individual year gains and not cumulative gains)
Row Ref | Option Name [Insert / delete non-numbered lines to suit] | Option Reference No. | Unit | Decimal places | 2016/17 | For info 2017-18 | For info 2018-19 | For info 2019-20 | 2020-21 | 2021-22 | 2022-23 | 2023-24 | 2024-25 | 2025-26 | 2026-27 | 2027-28 | 2028-29 | 2029-30 | 2030-31 | 2031-32 | 2032-33 | 2033-34 | 2034-35 | 2035-36 | 2036-37 | 2037-38 | 2038-39 | 2039-40 | 2040-41 | 2041-42 | 2042-43 | 2043-44 | 2044-45
58 | Resource Management | - | Ml/d | 2 | 0 | 0 | 0 | 0 | 0 | 0 | 0 | 0 | 0 | 0 | 0 | 0 | 0 | 0 | 0 | 0 | 0 | 0 | 0 | 0 | 0 | 0 | 0 | 0 | 0 | 0 | 0 | 0 | 0
58.1 | Increase raw water abstractions | - | Ml/d | 2 | 0 | 0 | 0 | 0 | 0 | 0 | 0 | 0 | 0 | 0 | 0 | 0 | 0 | 0 | 0 | 0 | 0 | 0 | 0 | 0 | 0 | 0 | 0 | 0 | 0 | 0 | 0 | 0 | 0
- |  |  | Ml/d | 2
- | (insert row above) | - | - |  | - | - | - | - | bar: 2020-21 to 2044-45
58.2 | Raw water imports | - | Ml/d | 2 | 0 | 0 | 0 | 0 | 0 | 0 | 0 | 0 | 0 | 0 | 0 | 0 | 0 | 0 | 0 | 0 | 0 | 0 | 0 | 0 | 0 | 0 | 0 | 0 | 0 | 0 | 0 | 0 | 0
- |  |  | Ml/d | 2
- | (insert row above) | - | - |  | - | - | - | - | bar: 2020-21 to 2044-45
58.3 | Potable water Imports (input reductions as -ve) | - | Ml/d | 2 | 0 | 0 | 0 | 0 | 0 | 0 | 0 | 0 | 0 | 0 | 0 | 0 | 0 | 0 | 0 | 0 | 0 | 0 | 0 | 0 | 0 | 0 | 0 | 0 | 0 | 0 | 0 | 0 | 0
- |  |  | Ml/d | 2
- | (insert row above) | - | - |  | - | - | - | - | bar: 2020-21 to 2044-45
58.4 | Reduce raw water losses and operational use (input as -ve) | - | Ml/d | 2 | 0 | 0 | 0 | 0 | 0 | 0 | 0 | 0 | 0 | 0 | 0 | 0 | 0 | 0 | 0 | 0 | 0 | 0 | 0 | 0 | 0 | 0 | 0 | 0 | 0 | 0 | 0 | 0 | 0
- |  |  | Ml/d | 2
- | (insert row above) | - | - |  | - | - | - | - | bar: 2020-21 to 2044-45
58.5 | Reduced raw water export (including non potable supplies) |  | Ml/d | 2 | 0 | 0 | 0 | 0 | 0 | 0 | 0 | 0 | 0 | 0 | 0 | 0 | 0 | 0 | 0 | 0 | 0 | 0 | 0 | 0 | 0 | 0 | 0 | 0 | 0 | 0 | 0 | 0 | 0
58.51 | Reduce raw water exports (input as -ve) | - | Ml/d | 2 | 0 | 0 | 0 | 0 | 0 | 0 | 0 | 0 | 0 | 0 | 0 | 0 | 0 | 0 | 0 | 0 | 0 | 0 | 0 | 0 | 0 | 0 | 0 | 0 | 0 | 0 | 0 | 0 | 0
- |  |  | Ml/d | 2
- | (insert row above) | - | - |  | - | - | - | - | bar: 2020-21 to 2044-45
58.52 | Reduce non potable supplies (input as -ve) | - | Ml/d | 2 | 0 | 0 | 0 | 0 | 0 | 0 | 0 | 0 | 0 | 0 | 0 | 0 | 0 | 0 | 0 | 0 | 0 | 0 | 0 | 0 | 0 | 0 | 0 | 0 | 0 | 0 | 0 | 0 | 0
- |  |  | Ml/d | 2
- | (insert row above) | - | - |  | - | - | - | - | bar: 2020-21 to 2044-45
58.6 | Reduce potable water exports (input as -ve) | - | Ml/d |  | 0 | 0 | 0 | 0 | 0 | 0 | 0 | 0 | 0 | 0 | 0 | 0 | 0 | 0 | 0 | 0 | 0 | 0 | 0 | 0 | 0 | 0 | 0 | 0 | 0 | 0 | 0 | 0 | 0
- |  |  | Ml/d | 2
- | (insert row above) | - | - |  | - | - | - | - | bar: 2020-21 to 2044-45
58.7 | Other options to increase deployable output | - | Ml/d |  | 0 | 0 | 0 | 0 | 0 | 0 | 0 | 0 | 0 | 0 | 0 | 0 | 0 | 0 | 0 | 0 | 0 | 0 | 0 | 0 | 0 | 0 | 0 | 0 | 0 | 0 | 0 | 0 | 0
- |  |  | Ml/d | 2
- | (insert row above) | - | - |  | - | - | - | - | bar: 2020-21 to 2044-45
59 | Distribution Side Management | - |  |  | 0 | 0 | 0 | 0 | -0.0091905 | -0.018381 | -0.027572 | -0.036762 | -0.045953 | -0.053765 | -0.061577 | -0.069389 | -0.077201 | -0.085013 | -0.046437 | -0.055189 | -0.063873 | -0.072492 | -0.081047 | -0.086658 | -0.09221 | -0.097705 | -0.10314 | -0.10852 | -0.11348 | -0.11838 | -0.12323 | -0.12804 | -0.13279
59.1 | Reduce distribution losses (input as -ve) | - | Ml/d | 2 | 0 | 0 | 0 | 0 | -0.0091905 | -0.018381 | -0.027572 | -0.036762 | -0.045953 | -0.053765 | -0.061577 | -0.069389 | -0.077201 | -0.085013 | -0.046437 | -0.055189 | -0.063873 | -0.072492 | -0.081047 | -0.086658 | -0.09221 | -0.097705 | -0.10314 | -0.10852 | -0.11348 | -0.11838 | -0.12323 | -0.12804 | -0.13279
| Leakage reduction | ALC2 | Ml/d | 2 |  |  |  |  | -0.0091905 | -0.018381 | -0.027572 | -0.036762 | -0.045953 | -0.053765 | -0.061577 | -0.069389 | -0.077201 | -0.085013 | -0.046437 | -0.055189 | -0.063873 | -0.072492 | -0.081047 | -0.086658 | -0.09221 | -0.097705 | -0.10314 | -0.10852 | -0.11348 | -0.11838 | -0.12323 | -0.12804 | -0.13279
- | (insert row above) | - | - |  | - | - | - | - | bar: 2020-21 to 2044-45
59.2 | Reduce distribution system operational use (DSOU) (input as -ve) | - | Ml/d | 2 | 0 | 0 | 0 | 0 | 0 | 0 | 0 | 0 | 0 | 0 | 0 | 0 | 0 | 0 | 0 | 0 | 0 | 0 | 0 | 0 | 0 | 0 | 0 | 0 | 0 | 0 | 0 | 0 | 0
- |  |  | Ml/d | 2
- | (insert row above) | - | - |  | - | - | - | - | bar: 2020-21 to 2044-45
60 | Production Side Management, Specify Below.... | - |  | 2 | 0 | 0 | 0 | 0 | 0 | 0 | 0 | 0 | 0 | 0 | 0 | 0 | 0 | 0 | 0 | 0 | 0 | 0 | 0 | 0 | 0 | 0 | 0 | 0 | 0 | 0 | 0 | 0 | 0
60.1 | Reduce treatment works losses (input as -ve) | - | Ml/d | 2 | 0 | 0 | 0 | 0 | 0 | 0 | 0 | 0 | 0 | 0 | 0 | 0 | 0 | 0 | 0 | 0 | 0 | 0 | 0 | 0 | 0 | 0 | 0 | 0 | 0 | 0 | 0 | 0 | 0
- |  |  | Ml/d | 2
- | (insert row above) | - | - |  | - | - | - | - | bar: 2020-21 to 2044-45
60.2 | Reduce outages (input as -ve) | - | Ml/d | 2 | 0 | 0 | 0 | 0 | 0 | 0 | 0 | 0 | 0 | 0 | 0 | 0 | 0 | 0 | 0 | 0 | 0 | 0 | 0 | 0 | 0 | 0 | 0 | 0 | 0 | 0 | 0 | 0 | 0
- |  |  | Ml/d | 2
- | (insert row above) | - | - |  | - | - | - | - | bar: 2020-21 to 2044-45
61 | Customer Side Management | - |  | 2 | 0 | 0 | 0 | 0 | 0 | 0 | 0 | 0 | 0 | 0 | 0 | 0 | 0 | 0 | -0.11486 | -0.11051 | -0.10631 | -0.10221 | -0.09828 | -0.094491 | -0.090827 | -0.087282 | -0.083825 | -0.080516 | -0.077306 | -0.074209 | -0.071216 | -0.068307 | -0.065506
61.1 | Change volume delivered to measured non households (input reductions as -ve) | - | Ml/d | 2 | 0 | 0 | 0 | 0 | 0 | 0 | 0 | 0 | 0 | 0 | 0 | 0 | 0 | 0 | 0 | 0 | 0 | 0 | 0 | 0 | 0 | 0 | 0 | 0 | 0 | 0 | 0 | 0 | 0
- |  |  | Ml/d | 2
- | (insert row above) | - | - |  | - | - | - | - | bar: 2020-21 to 2044-45
61.2 | Change volume delivered to unmeasured non households (input reductions as -ve) | - | Ml/d | 2 | 0 | 0 | 0 | 0 | 0 | 0 | 0 | 0 | 0 | 0 | 0 | 0 | 0 | 0 | 0 | 0 | 0 | 0 | 0 | 0 | 0 | 0 | 0 | 0 | 0 | 0 | 0 | 0 | 0
- |  |  | Ml/d | 2
- | (insert row above) | - | - |  | - | - | - | - | bar: 2020-21 to 2044-45
61.3 | Change volume delivered to measured households (input reductions as -ve) | - | Ml/d | 2 | 0 | 0 | 0 | 0 | 0 | 0 | 0 | 0 | 0 | 0 | 0 | 0 | 0 | 0 | 0.62682 | 0.60669 | 0.58724 | 0.56815 | 0.55002 | 0.53256 | 0.51568 | 0.49937 | 0.48334 | 0.46812 | 0.45331 | 0.43908 | 0.42535 | 0.41195 | 0.39905
| Enhanced Metering | EM001 | Ml/d | 2 |  |  |  |  | 0 | 0 | 0 | 0 | 0 | 0 | 0 | 0 | 0 | 0 | 0.62682 | 0.60669 | 0.58724 | 0.56815 | 0.55002 | 0.53256 | 0.51568 | 0.49937 | 0.48334 | 0.46812 | 0.45331 | 0.43908 | 0.42535 | 0.41195 | 0.39905
- | (insert row above) | - | - |  | - | - | - | - | bar: 2020-21 to 2044-45
61.4 | Change volume delivered to unmeasured households (input reductions as -ve) | - | Ml/d | 2 | 0 | 0 | 0 | 0 | 0 | 0 | 0 | 0 | 0 | 0 | 0 | 0 | 0 | 0 | -0.69647 | -0.6741 | -0.65248 | -0.63128 | -0.61113 | -0.59173 | -0.57298 | -0.55485 | -0.53705 | -0.52013 | -0.50368 | -0.48787 | -0.47261 | -0.45772 | -0.44339
- | Enhanced Metering | EM001 | Ml/d | 2 |  |  |  |  | 0 | 0 | 0 | 0 | 0 | 0 | 0 | 0 | 0 | 0 | -0.69647 | -0.6741 | -0.65248 | -0.63128 | -0.61113 | -0.59173 | -0.57298 | -0.55485 | -0.53705 | -0.52013 | -0.50368 | -0.48787 | -0.47261 | -0.45772 | -0.44339
- | (insert row above) | - | - |  | - | - | - | - | bar: 2020-21 to 2044-45
61.5 | Options to reduce water taken unbilled (input as -ve) | - | Ml/d | 2 | 0 | 0 | 0 | 0 | 0 | 0 | 0 | 0 | 0 | 0 | 0 | 0 | 0 | 0 | 0 | 0 | 0 | 0 | 0 | 0 | 0 | 0 | 0 | 0 | 0 | 0 | 0 | 0 | 0
- |  |  | Ml/d | 2
- | (insert row above) | - | - |  | - | - | - | - | bar: 2020-21 to 2044-45
61.6 | Options impacting on measured Non Household - USPL (input reductions as -ve) |  | l/pr | 2 | 0 | 0 | 0 | 0 | 0 | 0 | 0 | 0 | 0 | 0 | 0 | 0 | 0 | 0 | 0 | 0 | 0 | 0 | 0 | 0 | 0 | 0 | 0 | 0 | 0 | 0 | 0 | 0 | 0
- |  |  | Ml/d | 2
- | (insert row above) | - | - |  | - | - | - | - | bar: 2020-21 to 2044-45
61.7 | Options impacting on unmeasured Non Household - USPL (input reductions as -ve) |  | l/pr | 2 | 0 | 0 | 0 | 0 | 0 | 0 | 0 | 0 | 0 | 0 | 0 | 0 | 0 | 0 | 0 | 0 | 0 | 0 | 0 | 0 | 0 | 0 | 0 | 0 | 0 | 0 | 0 | 0 | 0
- |  |  | Ml/d | 2
- | (insert row above) | - | - |  | - | - | - | - | bar: 2020-21 to 2044-45
61.8 | Options impacting on measured Household - USPL (input reductions as -ve) |  | l/pr | 2 | 0 | 0 | 0 | 0 | 0 | 0 | 0 | 0 | 0 | 0 | 0 | 0 | 0 | 0 | 0.019378 | 0.019378 | 0.019378 | 0.019378 | 0.019378 | 0.019378 | 0.019378 | 0.019378 | 0.019378 | 0.019378 | 0.019378 | 0.019378 | 0.019378 | 0.019378 | 0.019378
- | Enhanced Metering | EM001 | Ml/d | 2 |  |  |  |  | 0 | 0 | 0 | 0 | 0 | 0 | 0 | 0 | 0 | 0 | 0.019378 | 0.019378 | 0.019378 | 0.019378 | 0.019378 | 0.019378 | 0.019378 | 0.019378 | 0.019378 | 0.019378 | 0.019378 | 0.019378 | 0.019378 | 0.019378 | 0.019378
- | (insert row above) | - | - |  | - | - | - | - | bar: 2020-21 to 2044-45
61.9 | Options impacting on unmeasured Household - USPL (input reductions as -ve) |  | l/pr | 2 | 0 | 0 | 0 | 0 | 0 | 0 | 0 | 0 | 0 | 0 | 0 | 0 | 0 | 0 | -0.064593 | -0.062482 | -0.060438 | -0.058459 | -0.056544 | -0.054696 | -0.052907 | -0.051175 | -0.049498 | -0.047881 | -0.046316 | -0.0448 | -0.043333 | -0.041913 | -0.040544
- | Enhanced Metering | EM001 | Ml/d | 2 |  |  |  |  | 0 | 0 | 0 | 0 | 0 | 0 | 0 | 0 | 0 | 0 | -0.064593 | -0.062482 | -0.060438 | -0.058459 | -0.056544 | -0.054696 | -0.052907 | -0.051175 | -0.049498 | -0.047881 | -0.046316 | -0.0448 | -0.043333 | -0.041913 | -0.040544
- | (insert row above) | - | - |  | - | - | - | - | bar: 2020-21 to 2044-45
61.1 | Options impacting on Void properties - USPL (input reductions as -ve) |  | l/pr | 2 | 0 | 0 | 0 | 0 | 0 | 0 | 0 | 0 | 0 | 0 | 0 | 0 | 0 | 0 | 0 | 0 | 0 | 0 | 0 | 0 | 0 | 0 | 0 | 0 | 0 | 0 | 0 | 0 | 0
- |  |  | Ml/d | 2
- | (insert row above) | - | - |  | - | - | - | - | bar: 2020-21 to 2044-45
| Company: | Hafren Dyfrdwy
| Resource Zone Name: | Saltney
| Resource Zone Number: | 1
| Planning Scenario Name: | Dry Year Annual Average
| Chosen Level of Service: | no more than 1 in 40 years

## 7. FP Supply
Table 7: Final planning water supply
| Row Ref | Component | Derivation | Unit | Decimal places | 2016/17 | For info 2017-18 | For info 2018-19 | For info 2019-20 | 2020-21 | 2021-22 | 2022-23 | 2023-24 | 2024-25 | 2025-26 | 2026-27 | 2027-28 | 2028-29 | 2029-30 | 2030-31 | 2031-32 | 2032-33 | 2033-34 | 2034-35 | 2035-36 | 2036-37 | 2037-38 | 2038-39 | 2039-40 | 2040-41 | 2041-42 | 2042-43 | 2043-44 | 2044-45
Resources | 1FP | Raw Water Abstracted | 1BL | Ml/d | 2 | 0 | 0 | 0 | 0 | 0 | 0 | 0 | 0 | 0 | 0 | 0 | 0 | 0 | 0 | 0 | 0 | 0 | 0 | 0 | 0 | 0 | 0 | 0 | 0 | 0 | 0 | 0 | 0 | 0
| 2FP | Raw Water Imported | 2BL+ (6. Preferred scenario ref 58.2) | Ml/d | 2 | 0 | 0 | 0 | 0 | 0 | 0 | 0 | 0 | 0 | 0 | 0 | 0 | 0 | 0 | 0 | 0 | 0 | 0 | 0 | 0 | 0 | 0 | 0 | 0 | 0 | 0 | 0 | 0 | 0
| - | - | - | - | 2 | - | - | - | - | bar: 2020-21 to 2044-45
| - | - | - | - | 2 | - | - | - | - | bar: 2020-21 to 2044-45
| - | - | - | - | 2 | - | - | - | - | bar: 2020-21 to 2044-45
| 3FP | Potable Water Imported | 3BL+ (6. Preferred scenario ref 58.3) | Ml/d | 2 | 3.5136 | 3.5136 | 3.5136 | 3.5136 | 3.5136 | 3.5136 | 3.5136 | 3.5136 | 3.5136 | 3.5136 | 3.5136 | 3.5136 | 3.5136 | 3.5136 | 3.5136 | 3.5136 | 3.5136 | 3.5136 | 3.5136 | 3.5136 | 3.5136 | 3.5136 | 3.5136 | 3.5136 | 3.5136 | 3.5136 | 3.5136 | 3.5136 | 3.5136
| - | - | - | - | 2 | - | - | - | - | bar: 2020-21 to 2044-45
| - | - | - | - | 2 | - | - | - | - | bar: 2020-21 to 2044-45
| - | - | - | - | 2 | - | - | - | - | bar: 2020-21 to 2044-45
| - | - | - | - | 2 | - | - | - | - | bar: 2020-21 to 2044-45
Resource (and process) losses | 5FP | Raw Water Exported (raw exports and non potable uses) | 5BL+ (6. Preferred scenario ref 58.5) | Ml/d | 2 | 0 | 0 | 0 | 0 | 0 | 0 | 0 | 0 | 0 | 0 | 0 | 0 | 0 | 0 | 0 | 0 | 0 | 0 | 0 | 0 | 0 | 0 | 0 | 0 | 0 | 0 | 0 | 0 | 0
| - | - | - | - | 2 | - | - | - | - | bar: 2020-21 to 2044-45
| - | - | - | - | 2 | - | - | - | - | bar: 2020-21 to 2044-45
| - | - | - | - | 2 | - | - | - | - | bar: 2020-21 to 2044-45
| 6FP | Potable Water Exported | 6BL+ (6. Preferred scenario ref 58.6) | Ml/d | 2 | 0 | 0 | 0 | 0 | 0 | 0 | 0 | 0 | 0 | 0 | 0 | 0 | 0 | 0 | 0 | 0 | 0 | 0 | 0 | 0 | 0 | 0 | 0 | 0 | 0 | 0 | 0 | 0 | 0
| - | - | - | - | 2 | - | - | - | - | bar: 2020-21 to 2044-45
| - | - | - | - | 2 | - | - | - | - | bar: 2020-21 to 2044-45
| - | - | - | - | 2 | - | - | - | - | bar: 2020-21 to 2044-45
| 7FP | Deployable Output | 7BL+ 8BL+ (6. Preferred scenario ref 58.7) + (6. Preferred scenario ref 58.1) |  | 2 | 0 | 0 | 0 | 0 | 0 | 0 | 0 | 0 | 0 | 0 | 0 | 0 | 0 | 0 | 0 | 0 | 0 | 0 | 0 | 0 | 0 | 0 | 0 | 0 | 0 | 0 | 0 | 0 | 0
| - | - | - | - | 2 | bar: 2020-21 to 2044-45
| - | - | - | - | 2 | - | - | - | - | bar: 2020-21 to 2044-45
| - | - | - | - | 2 | - | - | - | - | bar: 2020-21 to 2044-45
| - | - | - | - | 2 | - | - | - | - | bar: 2020-21 to 2044-45
| - | - | - | - | 2 | - | - | - | - | bar: 2020-21 to 2044-45
| 9FP | Raw water losses, treatment works losses and operational use | 9BL+ (6. Preferred scenario ref 60.1)+(6. Preferred scenario ref 58.4) | Ml/d | 2 | 0 | 0 | 0 | 0 | 0 | 0 | 0 | 0 | 0 | 0 | 0 | 0 | 0 | 0 | 0 | 0 | 0 | 0 | 0 | 0 | 0 | 0 | 0 | 0 | 0 | 0 | 0 | 0 | 0
| 10FP | Outage allowance | 10BL+ (6. Preferred scenario ref 60.2) | Ml/d | 2 | 0 | 0 | 0 | 0 | 0 | 0 | 0 | 0 | 0 | 0 | 0 | 0 | 0 | 0 | 0 | 0 | 0 | 0 | 0 | 0 | 0 | 0 | 0 | 0 | 0 | 0 | 0 | 0 | 0
|  | Company: | Hafren Dyfrdwy
|  | Resource Zone Name: | Saltney
|  | Resource Zone Number: | 1
|  | Planning Scenario Name: | Dry Year Annual Average
|  | Chosen Level of Service: | no more than 1 in 40 years
Note on E3: Author: 58.1 has been added into 7FP Deployable Ouput calculations to ensure that it is reflected in final supply-demand balance calculations. Please ensure that you do not double count increases to raw water abstractions and increases to deployable output

## 8. FP Demand
Table 8: Final planning water demand
| Row Ref | Component | Derivation / Impact of preferred options | Unit | Decimal places | 2016/17 | For info 2017-18 | For info 2018-19 | For info 2019-20 | 2020-21 | 2021-22 | 2022-23 | 2023-24 | 2024-25 | 2025-26 | 2026-27 | 2027-28 | 2028-29 | 2029-30 | 2030-31 | 2031-32 | 2032-33 | 2033-34 | 2034-35 | 2035-36 | 2036-37 | 2037-38 | 2038-39 | 2039-40 | 2040-41 | 2041-42 | 2042-43 | 2043-44 | 2044-45
Consumption | 19FP | Water Delivered Measured Non Household | Calculated BL+Preferred options | Ml/d | 2 | 0.87067 | 0.87526 | 0.87552 | 0.8757 | 0.87596 | 0.87622 | 0.87648 | 0.87674 | 0.877 | 0.87718 | 0.87744 | 0.8777 | 0.87796 | 0.87822 | 0.8784 | 0.87866 | 0.87892 | 0.87918 | 0.87944 | 0.8797 | 0.87988 | 0.88014 | 0.8804 | 0.88066 | 0.88092 | 0.88118 | 0.88136 | 0.88162 | 0.88188
| 20FP | Water Delivered Unmeasured Non Household | Calculated BL+Preferred options | Ml/d | 2 | 0.0032426 | 0.0032426 | 0.0032426 | 0.0032426 | 0.0032426 | 0.0032426 | 0.0032426 | 0.0032426 | 0.0032426 | 0.0032426 | 0.0032426 | 0.0032426 | 0.0032426 | 0.0032426 | 0.0032426 | 0.0032426 | 0.0032426 | 0.0032426 | 0.0032426 | 0.0032426 | 0.0032426 | 0.0032426 | 0.0032426 | 0.0032426 | 0.0032426 | 0.0032426 | 0.0032426 | 0.0032426 | 0.0032426
| 21FP | Water Delivered Measured Household | Calculated BL+Preferred options | Ml/d | 2 | 0.75585 | 0.77258 | 0.78918 | 0.80567 | 0.81948 | 0.8333 | 0.84713 | 0.86095 | 0.87479 | 0.88584 | 0.89694 | 0.90806 | 0.91923 | 0.93045 | 1.5848 | 1.5728 | 1.5613 | 1.5501 | 1.5397 | 1.5305 | 1.5219 | 1.5138 | 1.5058 | 1.4984 | 1.4913 | 1.485 | 1.4794 | 1.4736 | 1.4682
| 22FP | Water Delivered Unmeasured Household | Calculated BL+Preferred options | Ml/d | 2 | 1.1945 | 1.1583 | 1.1232 | 1.0889 | 1.0537 | 1.02 | 0.98746 | 0.95567 | 0.92499 | 0.89548 | 0.86695 | 0.83941 | 0.81252 | 0.78656 | 0 | 0 | 0 | 0 | 0 | 0 | 0 | 0 | 0 | 0 | 5.5511e-17 | 0 | 5.5511e-17 | 0 | 0
| 23FP | Measured Non Household - Consumption | 19FP-34FP | Ml/d | 2 | 0.86634 | 0.87093 | 0.87119 | 0.87137 | 0.87163 | 0.87189 | 0.87215 | 0.87241 | 0.87267 | 0.87285 | 0.87311 | 0.87337 | 0.87363 | 0.87389 | 0.87406 | 0.87433 | 0.87459 | 0.87485 | 0.87511 | 0.87537 | 0.87554 | 0.87581 | 0.87607 | 0.87633 | 0.87659 | 0.87685 | 0.87702 | 0.87729 | 0.87755
| 24FP | Unmeasured Non Household - Consumption | 20FP-35FP | Ml/d | 2 | 0.0031517 | 0.0031517 | 0.0031517 | 0.0031517 | 0.0031517 | 0.0031517 | 0.0031517 | 0.0031517 | 0.0031517 | 0.0031517 | 0.0031517 | 0.0031517 | 0.0031517 | 0.0031517 | 0.0031517 | 0.0031517 | 0.0031517 | 0.0031517 | 0.0031517 | 0.0031517 | 0.0031517 | 0.0031517 | 0.0031517 | 0.0031517 | 0.0031517 | 0.0031517 | 0.0031517 | 0.0031517 | 0.0031517
| 25FP | Measured Household - Consumption | 21FP-36FP | Ml/d | 2 | 0.71555 | 0.73104 | 0.74644 | 0.76174 | 0.7744 | 0.78708 | 0.7998 | 0.81253 | 0.82531 | 0.83547 | 0.84571 | 0.85598 | 0.86633 | 0.87674 | 1.5109 | 1.4982 | 1.4859 | 1.474 | 1.4629 | 1.453 | 1.4437 | 1.4349 | 1.4263 | 1.4183 | 1.4106 | 1.4037 | 1.3975 | 1.3911 | 1.3851
| 26FP | Unmeasured Household - Consumption | 22FP-37FP | Ml/d | 2 | 1.0915 | 1.0587 | 1.0269 | 0.99577 | 0.96362 | 0.93281 | 0.90317 | 0.87413 | 0.84613 | 0.81919 | 0.79316 | 0.76804 | 0.74348 | 0.71978 | 0 | 0 | 0 | 0 | 0 | 0 | 0 | 0 | 0 | 0 | 5.5511e-17 | 0 | 5.5511e-17 | 0 | 0
| 27 - | Percentage of consumption driven by climate change | n/a in FP | - | 1 | - | - | - | - | bar: 2020-21 to 2044-45
| 28 - | Volume of consumption driven by climate change | n/a in FP | - | 1 |  | - | - | - | bar: 2020-21 to 2044-45
PCC and consumption by component | 29FP | Measured Household - PCC | (25FP*1,000,000)/(51FP*1,000) | l/h/d | 1 | 133 | 132 | 131 | 130 | 128 | 127 | 126 | 125.22 | 124 | 123 | 123 | 122 | 122 | 121 | 150 | 148 | 147 | 145 | 144 | 143 | 142 | 141 | 139 | 138 | 137 | 136 | 136 | 135 | 134
| 29.1FP | Measured toilet flushing | Input brief explanation here | l/h/d | 1 | 30.7276 | 28.8007 | 27.7692 | 26.8155 | 25.8131 | 24.8844 | 24.0244 | 23.1915 | 22.4205 | 21.6196 | 20.9114 | 20.2562 | 19.6181 | 19.0121 | 20.3315 | 20.2318 | 20.1429 | 20.0492 | 19.9704 | 19.9066 | 19.8423 | 19.7847 | 19.7268 | 19.6726 | 19.6181 | 19.5745 | 19.5348 | 19.4906 | 19.4462
| 29.2FP | Measured personal washing | Input brief explanation here | l/h/d | 1 | 55.5323 | 56.88 | 57.273 | 57.7219 | 57.9619 | 58.2605 | 58.6225 | 58.9583 | 59.3643 | 59.6031 | 60.0125 | 60.5013 | 60.9731 | 61.4793 | 66.8818 | 66.6322 | 66.4191 | 66.1918 | 66.0149 | 65.8889 | 65.7628 | 65.6594 | 65.556 | 65.4667 | 65.3773 | 65.3249 | 65.2868 | 65.2345 | 65.1822
| 29.3FP | Measured clothes washing | Input brief explanation here | l/h/d | 1 | 16.5438 | 16.1732 | 15.9202 | 15.6921 | 15.4163 | 15.1658 | 14.9403 | 14.7159 | 14.5162 | 14.2828 | 14.0972 | 13.9356 | 13.775 | 13.6265 | 14.6831 | 14.5134 | 14.3522 | 14.1885 | 14.036 | 13.8947 | 13.7536 | 13.6176 | 13.4817 | 13.3489 | 13.2163 | 13.0913 | 12.9691 | 12.8442 | 12.7194
| 29.4FP | Measured dish washing | Input brief explanation here | l/h/d | 1 | 12.9869 | 12.8436 | 12.713 | 12.5989 | 12.4432 | 12.3048 | 12.1837 | 12.0609 | 11.9559 | 11.8208 | 11.7229 | 11.6431 | 11.5623 | 11.4902 | 12.5125 | 12.4571 | 12.4083 | 12.3569 | 12.3148 | 12.2821 | 12.2494 | 12.2208 | 12.1921 | 12.1661 | 12.14 | 12.1206 | 12.1039 | 12.0845 | 12.0651
| 29.5FP | Measured miscellaneous internal use | Input brief explanation here | l/h/d | 1 | 15.9118 | 15.6226 | 15.413 | 15.2277 | 14.9964 | 14.7896 | 14.607 | 14.4252 | 14.2674 | 14.0761 | 13.9314 | 13.8102 | 13.6894 | 13.5806 | 15.762 | 15.6858 | 15.6186 | 15.5484 | 15.4907 | 15.4455 | 15.4008 | 15.361 | 15.3218 | 15.2868 | 15.2522 | 15.2261 | 15.2041 | 15.1788 | 15.1538
| 29.6FP | Measured external use | Input brief explanation here | l/h/d | 1 | 1.5977 | 1.68 | 1.7115 | 1.7439 | 1.769 | 1.795 | 1.8222 | 1.8481 | 1.8757 | 1.8976 | 1.9245 | 1.9537 | 1.9821 | 2.0114 | 2.1864 | 2.2211 | 2.2565 | 2.2908 | 2.3267 | 2.3639 | 2.4007 | 2.4381 | 2.4751 | 2.5126 | 2.5497 | 2.5881 | 2.6269 | 2.6649 | 2.7028
| 29.7BL | Measured water efficiency savings | Input brief explanation here | l/h/d | 1
| 30FP | Unmeasured Household - PCC | (26FP*1,000,000)/(52FP*1,000) | l/h/d | 1 | 167 | 167 | 167 | 167 | 167 | 166 | 166 | 166 | 165 | 165 | 164 | 164 | 164 | 163 | #DIV/0! | #DIV/0! | #DIV/0! | #DIV/0! | #DIV/0! | #DIV/0! | #DIV/0! | #DIV/0! | #DIV/0! | #DIV/0! | #DIV/0! | #DIV/0! | #DIV/0! | #DIV/0! | #DIV/0!
| 30.1FP | Unmeasured toilet flushing | Input brief explanation here | l/h/d | 1 | 38.0932 | 36.177 | 35.2189 | 34.2402 | 33.1829 | 32.1507 | 31.1417 | 30.0999 | 29.0813 | 28.0844 | 27.0743 | 26.0689 | 25.0681 | 24.0718 | 0 | 0 | 0 | 0 | 0 | 0 | 0 | 0 | 0 | 0 | 0 | 0 | 0 | 0 | 0
| 30.2FP | Unmeasured personal washing | Input brief explanation here | l/h/d | 1 | 69.189 | 71.2626 | 72.2992 | 73.2919 | 74.1054 | 74.9576 | 75.8503 | 76.6467 | 77.4837 | 78.363 | 79.1904 | 80.0126 | 80.8299 | 81.6421 | 0 | 0 | 0 | 0 | 0 | 0 | 0 | 0 | 0 | 0 | 0 | 0 | 0 | 0 | 0
| 30.3FP | Unmeasured clothes washing | Input brief explanation here | l/h/d | 1 | 20.1445 | 19.9036 | 19.7831 | 19.6508 | 19.4719 | 19.3052 | 19.1507 | 18.9737 | 18.8087 | 18.6556 | 18.4917 | 18.3283 | 18.1655 | 18.0033 | 0 | 0 | 0 | 0 | 0 | 0 | 0 | 0 | 0 | 0 | 0 | 0 | 0 | 0 | 0
| 30.4FP | Unmeasured dish washing | Input brief explanation here | l/h/d | 1 | 15.8975 | 15.8725 | 15.8599 | 15.8379 | 15.7779 | 15.7275 | 15.6866 | 15.6268 | 15.5765 | 15.5356 | 15.4854 | 15.4352 | 15.385 | 15.3349 | 0 | 0 | 0 | 0 | 0 | 0 | 0 | 0 | 0 | 0 | 0 | 0 | 0 | 0 | 0
| 30.5FP | Unmeasured miscellaneous internal use | Input brief explanation here | l/h/d | 1 | 22.1838 | 22.1839 | 22.1838 | 22.1705 | 22.1041 | 22.0509 | 22.0109 | 21.9444 | 21.8911 | 21.851 | 21.7977 | 21.7443 | 21.6909 | 21.6375 | 0 | 0 | 0 | 0 | 0 | 0 | 0 | 0 | 0 | 0 | 0 | 0 | 0 | 0 | 0
| 30.6FP | Unmeasured external use | Input brief explanation here | l/h/d | 1 | 1.792 | 1.9004 | 1.9551 | 2.0088 | 2.0578 | 2.1081 | 2.1597 | 2.2086 | 2.2588 | 2.3104 | 2.3605 | 2.4107 | 2.4606 | 2.5104 | 0 | 0 | 0 | 0 | 0 | 0 | 0 | 0 | 0 | 0 | 0 | 0 | 0 | 0 | 0
| 30.7BL | Unmeasured water efficiency savings | Input brief explanation here | l/h/d | 1
| 31FP | Average Household - PCC | ((25FP+26FP)*1,000,000))/(51FP+52FP*1,000) | l/h/d | 1 | 151.9468 | 150.7936 | 149.6912 | 148.6046 | 147.1844 | 145.8304 | 144.5547 | 143.3118 | 142.1432 | 140.829 | 139.8172 | 138.8722 | 137.9676 | 137.1295 | 149.9997 | 148.417 | 146.9029 | 145.4288 | 144.0502 | 142.8073 | 141.626 | 140.5052 | 139.4061 | 138.379 | 137.3804 | 136.4645 | 135.6196 | 134.757 | 133.9336
| 32FP | Water Taken Unbilled | Calculated BL+Preferred options | Ml/d | 1 | 0.0021953 | 0.0021953 | 0.0021953 | 0.0021953 | 0.0021953 | 0.0021953 | 0.0021953 | 0.0021953 | 0.0021953 | 0.0021953 | 0.0021953 | 0.0021953 | 0.0021953 | 0.0021953 | 0.0021953 | 0.0021953 | 0.0021953 | 0.0021953 | 0.0021953 | 0.0021953 | 0.0021953 | 0.0021953 | 0.0021953 | 0.0021953 | 0.0021953 | 0.0021953 | 0.0021953 | 0.0021953 | 0.0021953
| 33FP | Distribution System Operational Use | Calculated BL+Preferred options | Ml/d | 1 | 0.010874 | 0.010874 | 0.010874 | 0.010874 | 0.010874 | 0.010874 | 0.010874 | 0.010874 | 0.010874 | 0.010874 | 0.010874 | 0.010874 | 0.010874 | 0.010874 | 0.010874 | 0.010874 | 0.010874 | 0.010874 | 0.010874 | 0.010874 | 0.010874 | 0.010874 | 0.010874 | 0.010874 | 0.010874 | 0.010874 | 0.010874 | 0.010874 | 0.010874
Leakage | 34FP | Measured Non Household - USPL | Calculated BL+Preferred options | Ml/d | 2 | 0.004332 | 0.004332 | 0.004332 | 0.004332 | 0.004332 | 0.004332 | 0.004332 | 0.004332 | 0.004332 | 0.004332 | 0.004332 | 0.004332 | 0.004332 | 0.004332 | 0.004332 | 0.004332 | 0.004332 | 0.004332 | 0.004332 | 0.004332 | 0.004332 | 0.004332 | 0.004332 | 0.004332 | 0.004332 | 0.004332 | 0.004332 | 0.004332 | 0.004332
| 35FP | Unmeasured Non Household - USPL | Calculated BL+Preferred options | Ml/d | 2 | 9.0872e-05 | 9.0872e-05 | 9.0872e-05 | 9.0872e-05 | 9.0872e-05 | 9.0872e-05 | 9.0872e-05 | 9.0872e-05 | 9.0872e-05 | 9.0872e-05 | 9.0872e-05 | 9.0872e-05 | 9.0872e-05 | 9.0872e-05 | 9.0872e-05 | 9.0872e-05 | 9.0872e-05 | 9.0872e-05 | 9.0872e-05 | 9.0872e-05 | 9.0872e-05 | 9.0872e-05 | 9.0872e-05 | 9.0872e-05 | 9.0872e-05 | 9.0872e-05 | 9.0872e-05 | 9.0872e-05 | 9.0872e-05
| 36FP | Measured Household - USPL | Calculated BL+Preferred options | Ml/d | 2 | 0.040303 | 0.041537 | 0.042745 | 0.043928 | 0.045086 | 0.046219 | 0.04733 | 0.048418 | 0.049485 | 0.050369 | 0.051233 | 0.052077 | 0.052903 | 0.05371 | 0.073867 | 0.074629 | 0.075373 | 0.076102 | 0.076816 | 0.077506 | 0.078181 | 0.078843 | 0.07949 | 0.080125 | 0.080746 | 0.081356 | 0.081954 | 0.082541 | 0.083117
| 37FP | Unmeasured Household - USPL | Calculated BL+Preferred options | Ml/d | 2 | 0.10292 | 0.099554 | 0.096296 | 0.093142 | 0.090095 | 0.087145 | 0.084295 | 0.081537 | 0.078867 | 0.076287 | 0.07379 | 0.071374 | 0.06904 | 0.06678 | 0 | 0 | 0 | 0 | 0 | 0 | 0 | 0 | 0 | 0 | 0 | 0 | 0 | 0 | 0
| 38FP | Void Properties - USPL | Calculated BL+Preferred options | Ml/d | 2 | 0.0058069 | 0.0058069 | 0.0058069 | 0.0058069 | 0.0058069 | 0.0058069 | 0.0058069 | 0.0058069 | 0.0058069 | 0.0058069 | 0.0058069 | 0.0058069 | 0.0058069 | 0.0058069 | 0.0058069 | 0.0058069 | 0.0058069 | 0.0058069 | 0.0058069 | 0.0058069 | 0.0058069 | 0.0058069 | 0.0058069 | 0.0058069 | 0.0058069 | 0.0058069 | 0.0058069 | 0.0058069 | 0.0058069
| 39FP | Distribution Losses | Calculated BL+Preferred options | Ml/d | 2 | 0.34936 | 0.1578 | 0.15844 | 0.15905 | 0.15175 | 0.14438 | 0.13692 | 0.1294 | 0.12182 | 0.1157 | 0.10952 | 0.10328 | 0.096979 | 0.090619 | 0.1306 | 0.1232 | 0.11582 | 0.10845 | 0.10109 | 0.09664 | 0.092202 | 0.087777 | 0.083367 | 0.07897 | 0.074962 | 0.070966 | 0.066981 | 0.063008 | 0.059046
| 40FP | Total Leakage | Sum(34FP:39FP) | Ml/d | 2 | 0.50282 | 0.30912 | 0.30771 | 0.30635 | 0.29716 | 0.28797 | 0.27878 | 0.26959 | 0.2604 | 0.25259 | 0.24477 | 0.23696 | 0.22915 | 0.22134 | 0.2147 | 0.20806 | 0.20142 | 0.19478 | 0.18814 | 0.18438 | 0.18061 | 0.17685 | 0.17309 | 0.16932 | 0.16594 | 0.16255 | 0.15916 | 0.15578 | 0.15239
| 41FP | Total Leakage | (40FP*1,000,000)/(48FP*1,000) | l/prop/d | 2 | 85.2237 | 52.0945 | 51.5619 | 51.0443 | 49.2344 | 47.4448 | 45.6741 | 43.9236 | 42.1925 | 40.7872 | 39.3914 | 38.0056 | 36.6284 | 35.2604 | 34.0924 | 32.9254 | 31.7667 | 30.6158 | 29.4727 | 28.7897 | 28.111 | 27.4367 | 26.7672 | 26.1019 | 25.4986 | 24.8992 | 24.3035 | 23.7116 | 23.1234
Customer: Properties | 42FP | Measured Non Household - Properties | Input (total, excluding voids) | 000's | 2 | 0.4332 | 0.4332 | 0.4332 | 0.4332 | 0.4332 | 0.4332 | 0.4332 | 0.4332 | 0.4332 | 0.4332 | 0.4332 | 0.4332 | 0.4332 | 0.4332 | 0.4332 | 0.4332 | 0.4332 | 0.4332 | 0.4332 | 0.4332 | 0.4332 | 0.4332 | 0.4332 | 0.4332 | 0.4332 | 0.4332 | 0.4332 | 0.4332 | 0.4332
| 43FP | Unmeasured Non Household - Properties | Input (total, excluding voids) | 000's | 2 | 0.0022947 | 0.0022947 | 0.0022947 | 0.0022947 | 0.0022947 | 0.0022947 | 0.0022947 | 0.0022947 | 0.0022947 | 0.0022947 | 0.0022947 | 0.0022947 | 0.0022947 | 0.0022947 | 0.0022947 | 0.0022947 | 0.0022947 | 0.0022947 | 0.0022947 | 0.0022947 | 0.0022947 | 0.0022947 | 0.0022947 | 0.0022947 | 0.0022947 | 0.0022947 | 0.0022947 | 0.0022947 | 0.0022947
| 44FP | All void non-households - properties | Input (voids in each year) | 000's | 2 | 0.08604 | 0.08604 | 0.08604 | 0.08604 | 0.08604 | 0.08604 | 0.08604 | 0.08604 | 0.08604 | 0.08604 | 0.08604 | 0.08604 | 0.08604 | 0.08604 | 0.08604 | 0.08604 | 0.08604 | 0.08604 | 0.08604 | 0.08604 | 0.08604 | 0.08604 | 0.08604 | 0.08604 | 0.08604 | 0.08604 | 0.08604 | 0.08604 | 0.08604
| 45FP | Measured Household - Properties (excl voids) | Pre-plan year = input. Forecast years = Previous year 45FP + sum(45.1FP:45.6FP) | 000's | 2 | 2.6983 | 2.8172 | 2.9333 | 3.0469 | 3.1578 | 3.2662 | 3.3723 | 3.4759 | 3.5774 | 3.6636 | 3.7478 | 3.8299 | 3.91 | 3.9882 | 5.6948 | 5.7164 | 5.7378 | 5.7593 | 5.7807 | 5.8015 | 5.8222 | 5.843 | 5.8637 | 5.8843 | 5.905 | 5.9257 | 5.9463 | 5.967 | 5.9876
| 45.1FP | New properties | Input (new builds in each year) | 000's | 2 | 0.036624 | 0.036624 | 0.036624 | 0.036624 | 0.036624 | 0.036624 | 0.036624 | 0.036624 | 0.036624 | 0.023593 | 0.023593 | 0.023593 | 0.023593 | 0.023593 | 0.022713 | 0.022713 | 0.022713 | 0.022713 | 0.022713 | 0.022008 | 0.022008 | 0.022008 | 0.022008 | 0.022008 | 0.022008 | 0.022008 | 0.022008 | 0.022008 | 0.022008
| 45.2FP | Meter optants - properties | Input (meter optants in each year) | 000's | 2 | 0.066527 | 0.083167 | 0.080448 | 0.077815 | 0.075266 | 0.072804 | 0.07042 | 0.068118 | 0.065888 | 0.063731 | 0.061646 | 0.059629 | 0.057676 | 0.05579 | 0.053964 | 0 | 0 | 0 | 0 | 0 | 0 | 0 | 0 | 0 | 0 | 0 | 0 | 0 | 0
| 45.3FP | Compulsory metering - properties | Input (compulsory meters in each year) | 000's | 2 | 0 | 0 | 0 | 0 | 0 | 0 | 0 | 0 | 0 | 0 | 0 | 0 | 0 | 0 | 1.6311 | 0 | 0 | 0 | 0 | 0 | 0 | 0 | 0 | 0 | 0 | 0 | 0 | 0 | 0
| 45.4FP | Metering on change of occupancy - properties | Input (change of occupancy meters in each year) | 000's | 2 | 0 | 0 | 0 | 0 | 0 | 0 | 0 | 0 | 0 | 0 | 0 | 0 | 0 | 0 | 0 | 0 | 0 | 0 | 0 | 0 | 0 | 0 | 0 | 0 | 0 | 0 | 0 | 0 | 0
| 45.5FP | Selective metering properties | Input (selective meters in each year) | 000's | 2 | 0 | 0 | 0 | 0 | 0 | 0 | 0 | 0 | 0 | 0 | 0 | 0 | 0 | 0 | 0 | 0 | 0 | 0 | 0 | 0 | 0 | 0 | 0 | 0 | 0 | 0 | 0 | 0 | 0
| 45.6FP | Other changes to existing metering - properties | Input (other changes to meters in each year) | 000's | 2 | -0.00089676 | -0.00089676 | -0.00089676 | -0.00089676 | -0.00098644 | -0.00098644 | -0.00098644 | -0.0010761 | -0.0010761 | -0.0010761 | -0.0010761 | -0.0011658 | -0.0011658 | -0.0011658 | -0.0011658 | -0.0011658 | -0.0012555 | -0.0012555 | -0.0012555 | -0.0012555 | -0.0012555 | -0.0012555 | -0.0013451 | -0.0013451 | -0.0013451 | -0.0013451 | -0.0013451 | -0.0013451 | -0.0013451
| 45.7FP | Measured void households - properties | Input (voids in each year) | 000's | 2 | 0.035811 | 0.035811 | 0.035811 | 0.035811 | 0.035811 | 0.035811 | 0.035811 | 0.035811 | 0.035811 | 0.035811 | 0.035811 | 0.035811 | 0.035811 | 0.035811 | 0.081191 | 0.081191 | 0.081191 | 0.081191 | 0.081191 | 0.081191 | 0.081191 | 0.081191 | 0.081191 | 0.081191 | 0.081191 | 0.081191 | 0.081191 | 0.081191 | 0.081191
| 46FP | Unmeasured households - properties (excl void) | Input (total) | 000's | 2 | 2.599 | 2.514 | 2.4317 | 2.3521 | 2.2751 | 2.2006 | 2.1287 | 2.059 | 1.9916 | 1.9264 | 1.8634 | 1.8024 | 1.7434 | 1.6864 | 0 | 0 | 0 | 0 | 0 | 0 | 0 | 0 | 0 | 0 | 0 | 0 | 0 | 0 | 0
| 47FP | Unmeasured void households - properties | Input (voids in each year) | 000's | 2 | 0.045381 | 0.045381 | 0.045381 | 0.045381 | 0.045381 | 0.045381 | 0.045381 | 0.045381 | 0.045381 | 0.045381 | 0.045381 | 0.045381 | 0.045381 | 0.045381 | 0 | 0 | 0 | 0 | 0 | 0 | 0 | 0 | 0 | 0 | 0 | 0 | 0 | 0 | 0
| 48FP | Total Resource Zone Properties (incl voids) | SUM(42FP:45FP)+45.7FP+46FP+47FP | 000's | 2 | 5.9 | 5.9339 | 5.9678 | 6.0017 | 6.0356 | 6.0696 | 6.1037 | 6.1377 | 6.1717 | 6.1928 | 6.2139 | 6.2349 | 6.2561 | 6.2773 | 6.2976 | 6.3191 | 6.3406 | 6.362 | 6.3835 | 6.4042 | 6.425 | 6.4457 | 6.4664 | 6.4871 | 6.5077 | 6.5284 | 6.549 | 6.5697 | 6.5904
Customer: Population | 49FP | Measured Non Household - Population | Input (total) | 000's | 2 | 0.080085 | 0.080085 | 0.080085 | 0.080085 | 0.080085 | 0.080085 | 0.080085 | 0.080085 | 0.080085 | 0.080085 | 0.080085 | 0.080085 | 0.080085 | 0.080085 | 0.080085 | 0.080085 | 0.080085 | 0.080085 | 0.080085 | 0.080085 | 0.080085 | 0.080085 | 0.080085 | 0.080085 | 0.080085 | 0.080085 | 0.080085 | 0.080085 | 0.080085
| 50FP | Unmeasured Non Household - Population | Input (total) | 000's | 2 | 0.012069 | 0.012069 | 0.012069 | 0.012069 | 0.012069 | 0.012069 | 0.012069 | 0.012069 | 0.012069 | 0.012069 | 0.012069 | 0.012069 | 0.012069 | 0.012069 | 0.012069 | 0.012069 | 0.012069 | 0.012069 | 0.012069 | 0.012069 | 0.012069 | 0.012069 | 0.012069 | 0.012069 | 0.012069 | 0.012069 | 0.012069 | 0.012069 | 0.012069
| 51FP | Measured Household - Population | Input (total) | 000's | 2 | 5.3695 | 5.5401 | 5.7068 | 5.8698 | 6.029 | 6.1857 | 6.339 | 6.4888 | 6.6352 | 6.7782 | 6.8967 | 7.012 | 7.1241 | 7.2331 | 10.0728 | 10.0942 | 10.1151 | 10.1355 | 10.1553 | 10.1748 | 10.1939 | 10.2126 | 10.2311 | 10.2493 | 10.2676 | 10.286 | 10.3044 | 10.3229 | 10.3415
| 52FP | Unmeasured Household - Population | Input (total) | 000's | 2 | 6.5234 | 6.3288 | 6.1401 | 5.957 | 5.7794 | 5.608 | 5.4418 | 5.2803 | 5.1236 | 4.9713 | 4.8248 | 4.6824 | 4.5439 | 4.4094 | 0 | 0 | 0 | 0 | 0 | 0 | 0 | 0 | 0 | 0 | 0 | 0 | 0 | 0 | 0
| 53FP | Total Resource Zone Population | 49FP+Sum(50FP:52FP) | 000's | 2 | 11.9851 | 11.9611 | 11.9391 | 11.9189 | 11.9006 | 11.8859 | 11.8729 | 11.8613 | 11.851 | 11.8416 | 11.8136 | 11.7865 | 11.7602 | 11.7346 | 10.165 | 10.1864 | 10.2073 | 10.2276 | 10.2475 | 10.2669 | 10.2861 | 10.3048 | 10.3232 | 10.3414 | 10.3597 | 10.3781 | 10.3966 | 10.4151 | 10.4337
Occupancy | 54FP | Measured Household - Occupancy Rate (average) (excl voids) | 51FP/45FP | h/prop | 1 | 1.99 | 1.9666 | 1.9455 | 1.9265 | 1.9093 | 1.8938 | 1.8797 | 1.8668 | 1.8548 | 1.8501 | 1.8402 | 1.8309 | 1.822 | 1.8136 | 1.7688 | 1.7658 | 1.7629 | 1.7598 | 1.7568 | 1.7538 | 1.7509 | 1.7478 | 1.7448 | 1.7418 | 1.7388 | 1.7358 | 1.7329 | 1.73 | 1.7271
| 55FP | Unmeasured Household - Occupancy Rate | 52BL/46BL | h/prop | 1 | 2.51 | 2.5174 | 2.525 | 2.5327 | 2.5402 | 2.5484 | 2.5564 | 2.5645 | 2.5726 | 2.5805 | 2.5892 | 2.5979 | 2.6063 | 2.6147 | #DIV/0! | #DIV/0! | #DIV/0! | #DIV/0! | #DIV/0! | #DIV/0! | #DIV/0! | #DIV/0! | #DIV/0! | #DIV/0! | #DIV/0! | #DIV/0! | #DIV/0! | #DIV/0! | #DIV/0!
Metering | 56FP | Total Household Metering penetration (excl. voids) | 45FP/45FP+46FP | % | 0 | 50.94% | 52.84% | 54.67% | 56.43% | 58.12% | 59.75% | 61.3% | 62.8% | 64.24% | 65.54% | 66.79% | 68% | 69.16% | 70.28% | 100% | 100% | 100% | 100% | 100% | 100% | 100% | 100% | 100% | 100% | 100% | 100% | 100% | 100% | 100%
| 57FP | Total Household Metering penetration (incl. voids) | 45FP/(45FP+45.7FP+46FP+47FP) | % | 0 | 50.17% | 52.05% | 53.86% | 55.6% | 57.27% | 58.87% | 60.41% | 61.89% | 63.31% | 64.6% | 65.84% | 67.03% | 68.18% | 69.29% | 98.59% | 98.6% | 98.6% | 98.61% | 98.61% | 98.62% | 98.62% | 98.63% | 98.63% | 98.64% | 98.64% | 98.65% | 98.65% | 98.66% | 98.66%
|  | Company: | Hafren Dyfrdwy
|  | Resource Zone Name: | Saltney
|  | Resource Zone Number: | 1 | [16 empty] | 0.081191 | 0.081191 | 0.081191 | 0.081191 | 0.081191 | 0.081191 | 0.081191 | 0.081191 | 0.081191 | 0.081191 | 0.081191 | 0.081191 | 0.081191 | 0.081191 | 0.081191
|  | Planning Scenario Name: | Dry Year Annual Average
|  | Chosen Level of Service: | no more than 1 in 40 years

## 9. FP SDB
Table 9: Final planning water supply
| Row Ref | Component | Derivation | Unit | Decimal places | 2016/17 | For info 2017-18 | For info 2018-19 | For info 2019-20 | 2020-21 | 2021-22 | 2022-23 | 2023-24 | 2024-25 | 2025-26 | 2026-27 | 2027-28 | 2028-29 | 2029-30 | 2030-31 | 2031-32 | 2032-33 | 2033-34 | 2034-35 | 2035-36 | 2036-37 | 2037-38 | 2038-39 | 2039-40 | 2040-41 | 2041-42 | 2042-43 | 2043-44 | 2044-45
SDB | 11FP | Distribution Input | 19FP+20FP+21FP+22FP+32FP+33FP+38FP+39FP | Ml/d | 2 | 3.1925 | 2.986 | 2.9685 | 2.9514 | 2.923 | 2.896 | 2.8701 | 2.8449 | 2.8207 | 2.7963 | 2.773 | 2.7506 | 2.7288 | 2.708 | 2.6159 | 2.5968 | 2.5782 | 2.5598 | 2.5423 | 2.529 | 2.5161 | 2.5038 | 2.4916 | 2.4802 | 2.4693 | 2.4593 | 2.4499 | 2.4404 | 2.4312
| 12FP | Water Available For Use (own sources) | 7FP-(9FP+10FP) | Ml/d | 2 | 0 | 0 | 0 | 0 | 0 | 0 | 0 | 0 | 0 | 0 | 0 | 0 | 0 | 0 | 0 | 0 | 0 | 0 | 0 | 0 | 0 | 0 | 0 | 0 | 0 | 0 | 0 | 0 | 0
| 13FP | Total Water Available For Use | 12FP+(2FP+3FP)-(5FP+6FP) | Ml/d | 2 | 3.5136 | 3.5136 | 3.5136 | 3.5136 | 3.5136 | 3.5136 | 3.5136 | 3.5136 | 3.5136 | 3.5136 | 3.5136 | 3.5136 | 3.5136 | 3.5136 | 3.5136 | 3.5136 | 3.5136 | 3.5136 | 3.5136 | 3.5136 | 3.5136 | 3.5136 | 3.5136 | 3.5136 | 3.5136 | 3.5136 | 3.5136 | 3.5136 | 3.5136
| 14FP | Target headroom (climate change component) | Input | Ml/d | 2 | 0 | 0 | 0 | 0 | 0 | 0 | 0 | 0 | 0 | 0 | 0 | 0 | 0 | 0 | 0 | 0 | 0 | 0 | 0 | 0 | 0 | 0 | 0 | 0 | 0 | 0 | 0 | 0 | 0
| 15FP | Target headroom (All other components) | Input | Ml/d | 2 | 0 | 0 | 0 | 0 | 0 | 0 | 0 | 0 | 0 | 0 | 0 | 0 | 0 | 0 | 0 | 0 | 0 | 0 | 0 | 0 | 0 | 0 | 0 | 0 | 0 | 0 | 0 | 0 | 0
| 16FP | Target Headroom | 14FP+15FP | Ml/d | 2 | 0 | 0 | 0 | 0 | 0 | 0 | 0 | 0 | 0 | 0 | 0 | 0 | 0 | 0 | 0 | 0 | 0 | 0 | 0 | 0 | 0 | 0 | 0 | 0 | 0 | 0 | 0 | 0 | 0
| 17FP | Available Headroom | 13FP-11FP | Ml/d | 2 | 0.32113 | 0.52757 | 0.5451 | 0.56215 | 0.59058 | 0.61763 | 0.64349 | 0.66872 | 0.69287 | 0.71728 | 0.74063 | 0.76303 | 0.78479 | 0.80563 | 0.89769 | 0.91684 | 0.93543 | 0.95377 | 0.97125 | 0.9846 | 0.9975 | 1.0098 | 1.022 | 1.0334 | 1.0443 | 1.0543 | 1.0637 | 1.0732 | 1.0824
| 18FP | Supply Demand Balance | 17FP-16FP | Ml/d | 2 | 0.32113 | 0.52757 | 0.5451 | 0.56215 | 0.59058 | 0.61763 | 0.64349 | 0.66872 | 0.69287 | 0.71728 | 0.74063 | 0.76303 | 0.78479 | 0.80563 | 0.89769 | 0.91684 | 0.93543 | 0.95377 | 0.97125 | 0.9846 | 0.9975 | 1.0098 | 1.022 | 1.0334 | 1.0443 | 1.0543 | 1.0637 | 1.0732 | 1.0824
|  | Company: | Hafren Dyfrdwy
|  | Resource Zone Name: | Saltney
|  | Resource Zone Number: | 1
|  | Planning Scenario Name: | Dry Year Annual Average
|  | Chosen Level of Service: | no more than 1 in 40 years

## 10. Drought plan links
Table 10: Drought plan links and Deployable Output Overview
10.1 Planning scenarios |  |  |  |  | 10.2 Water resources management plan | [7 empty] | 10.3 Drought plan | [5 empty] | 10.4 Demand
Drought Scenarios | Drought Description | Drought Severity | Plan in which scenario is used (highlights overlaps) |  | WRMP DO of Sources (not including drought measures) | WRMP Additional Yield from Drought Supply Measures (eg drought permits or orders) |  |  | WRMP Impact on DO of drought plan Demand Restrictions (eg TUBs) |  |  | WRMP DO Levels of Service | Drought Plan Additional Yield from Further Supply Measures (eg drought permits or orders) |  |  | Drought Plan Impact on DO of Further Demand Restrictions (eg TUBs) |  |  | Unrestricted Demand | Restricted Demand
|  |  | WRMP | Drought Plan | DO (Ml/d) | Description | Marginal Benefit (Ml/d) | DO (Ml/d) | Description | Marginal Benefit (Ml/d) | DO (Ml/d) | DO (Ml/d) | Description | Marginal Benefit (Ml/d) | DO (Ml/d) | Description | Marginal Benefit (Ml/d) | DO (Ml/d) | Ml/d | Ml/d
Historic Droughts | 1976 | 1.6% chance in any given year | Y | n | 0 | (1) | 0 |  | (2) | 0 |  |  |  | 0 |  | (1) | 0
| 1921 | 1% chance in any given year | Y | Y | 0 | (1) | 0 |  | (2) | 0 |  |  |  | 0 |  | (1) | 0
Additional Drought Scenarios | 200 | Severe Drought | n | Y | 0 | (1) | 0 |  | (2) | 0 |  |  | (3) | 0 |  | (1) | 0
| 500 | Extreme Drought | n | n | 0 | (1) | 0 |  | (2) | 0 |  |  | (3) | 0 |  | (1) | 0
Reported DO for WRMP tables highlighted in yellow
10.5 Summary report
WRMP DO Overview | [8 empty] | Drought Plan Overview
No drought resilience work was carried out for this WRZ as it is a bulk import see Appendix A9 for more information. | [8 empty] | N/A
Additional Drought Scenarios | [8 empty] | Drought Supply Measures and Demand Restrictions Further Details
N/A | [8 empty] | List individual measures used in scenario e.g. (6) No data entered into these cells- N/A for the WRZ
Impact on Supply Demand
N/A
Demands
N/A